## All
[9 empty] | Capacity | [8 empty] | Emission limits |  |  | Unit |  |  | Emission limits, mg/Nm3 |  |  | Emission values, imputed, mg/Nm3 |  |  | Emission volumes, t/a | [11 empty] | Emission volumes, estimated, t/a
GCPT ID | GCPT LOC | Plant | Units | Lat | Long | Grid | Location | Status | Installed (MW) | Dependable (MW) | 2019 Generation (GWh) | Net Capacity Factor (%) | Capacity factor calculated | Availability Factor (%) | Reliability Factor (%) | Coal type | Coal source | SOx | NOx | PM | SOx | NOx | PM | SOx | NOx | PM | SOx | NOx | PM | SO2 | NOx | PM | Thermal efficiency | SFGV | FGV, Nm3/h | FGV, Nm3/a | mercury content, ppm | mercury control efficiency | coal kcal | coal type | FGD | SO2 | NOx | PM | Hg | RGM | Hg0 | Hgp | Combustion technology | SO2CTL | NOXCTL | PARTCTL | Stack height | References | Parent
G101109 | L103170 | Anda / Bundagul | 1 | 15.2363 | 120.6098 | Luzon | Mabalacat, Pampanga | Operating | 84 | 72 | [16 empty] | 210.517 | 144.384 | 43.8125 |  |  |  | 37% | 350 | 286054.0541 | 1622157285 | 0.11 | 65% | 5000 | Sub-bit | Yes | 341.4917 | 234.2136 | 71.0708 | 8.526 | 2.0462 | 6.3263 | 0.15347 | CFB | ACFB | ACFB |  |  |  | Anda Power Corporation
G101151; G101152 | L103165 | Calaca U3-4 / SLPGC | 2 | 13.9326 | 120.7897 | Luzon | San Rafael, Calaca, Batangas | Operating | 300 | 280 | 2070 | 79 | 78.77% | 83 |  | Sub-bit |  | 1500 | 750 | 100 | mg/Nm4 | mg/Nm4 | mg/Nm4 |  |  | 100 | 210.517 | 144.384 | 100 |  |  |  | 37% | 338.4815 | 988000.0651 | 6817200450 | 0.11 | 65% | 5000 | Sub-bit | Yes | 1435.1366 | 984.2947 | 681.72 | 37.0503 | 8.8921 | 27.4914 | 0.66691 | CFB | ACFB | ACFB | ESP |  | http://www.semiraramining.com/uploads/files/SEC%2017%20-%20A/2019_SEC%20Form%2017-A%20COMPLETE.pdf | DMCI
G101155; G101156 | L103165 | Calaca U1-2 / SCPC | 2 | 13.9326 | 120.7897 | Luzon | San Rafael, Calaca, Batangas | Operating | 600 | 530 | 1519 | 29 | 28.9% | 41 |  | Bituminous/Sub-bit |  | 1500 | 750 | 100 | mg/Nm3 | mg/Nm3 | mg/Nm3 | 1500 | 750 | 100 | 1500 | 750 | 100 |  |  |  | 37% | 350 | 2043243.243 | 5172810811 | 0.11 | 2% | 5500 | Bituminous | No | 7759.2162 | 3879.6081 | 517.2811 | 69.2062 | 37.3714 | 30.3815 | 1.4533 | Subcritical | CF |  | ESP |  | http://www.semiraramining.com/uploads/files/SEC%2017%20-%20A/2019_SEC%20Form%2017-A%20COMPLETE.pdf | DMCI
G106294; G106295; G106296 | L103173 | Limay Greenfield | 4 | 14.5204 | 120.6027 | Luzon | Limay, Bataan | Operating | 600 | 540 | [5 empty] | Unknown | Indonesia (PT Bara Tabang) | 71.7 | 85.4 | 5.5 | ppm | ppm | mg/Nm3 | 187.854 | 160.552 | 5.5 | 187.854 | 160.552 | 5.5 |  |  |  | 37% | 358.6 | 2093448.649 | 11871542908 | 0.11 | 65% | 5000 | Sub-bit | Yes | 2230.1168 | 1906 | 65.2935 | 60.9001 | 14.616 | 45.1879 | 1.0962 | CFB | ACFB | ACFB | ESP |  | https://smcglobalpower.com.ph/files/reports/17-A/SEC_17A_for_2019_as_of_12April20_Final_Signed_vWebsite1.pdf | SMC Global Power
G106538 | L103174 | Mabalacat Mill / APEC | 1 | 15.2356 | 120.6106 | Luzon | Mabalacat, Pampanga | Operating | 52 | 46 | [16 empty] | 210.517 | 144.384 | 43.8125 |  |  |  | 37% | 350 | 177081.0811 | 1004192605 | 0.11 | 65% | 5000 | Sub-bit | Yes | 211.3996 | 144.9893 | 43.9962 | 5.278 | 1.2667 | 3.9163 | 0.095004 | Subcritical | ACFB | ACFB | ESP |  |  | Asia Pacific Energy (Apec)
G106690; G106691 | L103175 | GNPower Mariveles | 2 | 14.4252 | 120.537 | Luzon | Mariveles, Bataan | Operating | 650 | 650 | 3909 | 80 | 68.65% |  |  | lignite-subbituminous | Daguma; Semirara coal | [9 empty] | 210.517 | 144.384 | 43.8125 |  | 2625 | 261 | 37% | 338.4815 | 2140666.808 | 12873640849 | 0.04 | 10% | 3863.1399 | Lignite | No | 2710.1203 | 2625 | 261 | 84.6757 | 55.0477 | 29.3317 | 0.29637 | Subcritical | CF |  | ESP | 100 | http://eia.emb.gov.ph/wp-content/uploads/2019/01/01.03.2019.EIS_.MCPP-1.pdf; https://aboitizpower.com/wp-content/uploads/AP-SEC-FORM-17-A-2019-Annual-Report-Full-Report.pdf | GNPower (JV of Ayala, Aboitiz)
G106713; G106714 | L103176 | Masinloc U1-2 | 2 | 15.5641 | 119.9231 | Luzon | Bani, Masinloc, Zambales | Operating | 674 | 659 | 4264 | 79 | 72.22% | 88 | 92 | Bituminous |  | 111.6 | 101.6 | 51 | ppm | ppm | mg/Nm3 | 292.392 | 191.008 | 51 | 292.392 | 191.008 | 51 |  |  |  | 37% | 350 | 2295243.243 | 14520648649 | 0.068 | 2% | 5500 | Bituminous | No | 4245.7215 | 2773.5601 | 740.5531 | 120.0938 | 64.8507 | 52.7212 | 2.522 | Subcritical | CF |  | ESP | 150 | https://smcglobalpower.com.ph/files/reports/17-A/SEC_17A_for_2019_as_of_12April20_Final_Signed_vWebsite1.pdf | SMC Global Power
G107722; G107723; G107724 | L103166 | Pagbilao U1-3 | 3 | 13.8932 | 121.745 | Luzon | Ibabang Polo, Pagbilao, Quezon | Operating | 1184 | 1184 | 6812 |  | 65.68% |  |  |  |  | 938 | 502 | 30 | mg/Nm3 | mg/Nm3 | mg/Nm3 | 938 | 502 | 30 | 938 | 502 | 30 |  |  |  | 37% | 350 | 4032000 | 23197621622 | 0.11 | 25% | 5000 | Sub-bit | No | 21759.3691 | 11645.2061 | 695.9286 | 261.2701 | 141.0859 | 114.6976 | 5.4867 | Subcritical | CF (Unit 3: FGD, MHPS) |  | ESP | 150 | https://aboitizpower.com/wp-content/uploads/AP-SEC-FORM-17-A-2019-Annual-Report-Full-Report.pdf | Aboitiz Power; Unit 3: Pagbilao Energy Corp. (Aboitiz, TeaM Energy)
G108251; G108252 | L103167 | SLTEC Puting Bato U1-2 | 2 | 13.9193 | 120.8261 | Luzon | Calaca, Batangas | Operating | 270 | 243.9 | 846 |  | 35.77% | [13 empty] | 210.517 | 144.384 | 43.8125 |  |  |  | 37% | 350 | 919459.4595 | 2880972973 | 0.11 | 65% | 5000 | Sub-bit | Yes | 606.4938 | 415.9664 | 126.2226 | 15.1423 | 3.6342 | 11.2356 | 0.27256 | Subcritical | ACFB | ACFB |  |  | https://online.pubhtml5.com/aowj/gyhj/#p=18 | South Luzon Thermal Energy Corp. (AC Energy)
G108398 | L103168 | Quezon Power U1 | 1 | 14.2296 | 121.7558 | Luzon | Cagsiay I, Mauban, Quezon | Operating | 511 | 460 | 2792.07 |  | 62.37% | 90 |  | Sub-bit |  | 159 | 192 | - | ppm | ppm | mg/Nm3 | 416.58 | 360.96 |  | 416.58 | 360.96 | 43.8125 | 6600 | 5844 |  | 37% | 350 | 1740162.162 | 9508130270 | 0.11 | 25% | 5000 | Sub-bit | No | 6600 | 5844 | 416.575 | 107.0882 | 57.8276 | 47.0117 | 2.2489 | Subcritical | SEMIDRY | LNB, FW | CSE |  | https://www.egco.com/uploads/finder/files/EIA/QPL/EIA_QPL.pdf; https://investor.egco.com/misc/ar/20200312-egco-ar2019-en-02.pdf | Quezon Power Co
G108399 | L103168 | SBPL / Quezon U2 | 1 | 14.2296 | 121.7558 | Luzon | Cagsiay I, Mauban, Quezon | Operating | 500 | 455 | 1019 | 45? | 85.3% | 87.27 |  | Sub-bit | [10 empty] | 210.517 | 144.384 | 43.8125 | 324 | 2892 |  | 41% | 350 | 1536585.366 | 11482390244 | 0.11 | 65% | 5000 | Sub-bit | Yes | 324 | 2892 | 503.0722 | 60.3511 | 14.4843 | 44.7805 | 1.0863 | Supercritical | SWFGD |  | ESP |  | https://www.pds.com.ph/wp-content/uploads/2020/04/Disclosure-No.-1135-2020-Annual-Report-for-Fiscal-Year-Ended-December-31-2019-SEC-Form-17-A.pdf; https://investor.egco.com/misc/sd/20200312-egco-sd2019-en-01.pdf | Meralco Powergen
G109643; G109644 | L103190 | Sual U1-2 | 2 | 16.125 | 120.1006 | Luzon | Sual, Pangasinan | Operating | 1294 | 1294 | 6780 | 77 | 59.81% | 88 | 94 | Bituminous | Indonesia (PT KPC) | 358 | 212.4 | 17.8 | ppm | ppm | mg/Nm3 | 937.96 | 399.312 | 17.8 | 225 | 399.312 | 17.8 |  |  |  | 37% | 358.6 | 4514870.919 | 23655969730 | 0.11 | 20% | 5500 | Bituminous | Yes | 5322.5932 | 9446.1126 | 421.0763 | 252.1627 | 60.5191 | 187.1047 | 4.5389 | Subcritical | WLST, FGD | LNB | CSE |  | https://smcglobalpower.com.ph/files/reports/17-A/SEC_17A_for_2019_as_of_12April20_Final_Signed_vWebsite1.pdf | SMC Global Power
G114309 | L104611 | United Pulp & Paper Co. | 1 | 14.8954 | 120.7717 | Luzon | Calumpit | Operating | 30 | 24 | [16 empty] | 210.517 | 144.384 | 43.8125 |  |  |  | 37% | 350 | 102162.1622 | 579341887.6 | 0.11 | 65% | 5000 | Sub-bit | Yes | 121.9613 | 83.6477 | 25.3824 | 3.045 | 0.7308 | 2.2594 | 0.05481 | Unknown | ACFB | ACFB |  |  |  | United Pulp & Paper
n/a | n/a | Petron | 4 | 14.5289 | 120.6004 | Luzon | Limay, Bataan | Operating | 140 | 100 | [16 empty] | 210.517 | 144.384 | 43.8125 |  |  |  | 37% | 350 | 476756.7568 | 2703595475 | 0.11 | 25% | 5000 | Sub-bit | No | 569.1528 | 390.3559 | 118.4513 | 30.4501 | 16.443 | 13.3676 | 0.63945 | Subcritical | [5 empty] | Petron Corp. (San Miguel)
G100478; G100479, G100480 | L103192 | Balingasag | 3 | 8.766 | 124.767 | Mindanao | Balingasag, Misamis Oriental | Operating | 165 | 150 | [16 empty] | 210.517 | 144.384 | 43.8125 |  |  |  | 37% | 350 | 561891.8919 | 3186380382 | 0.11 | 65% | 5000 | Sub-bit | Yes | 670.7872 | 460.0623 | 139.6033 | 16.7475 | 4.0194 | 12.4267 | 0.30146 | CFB | ACFB | ACFB | ESP |  |  | Minergy Power Corp.
G102263; G102264 | L103184 | Davao San Miguel | 2 | 6.3935 | 125.6168 | Mindanao | Culaman, Malita, Davao Occidental | Operating | 300 | 270 | [5 empty] | Sub-bit | Indonesia (PT Bara Tabang) | 89 | 68.2 | 6.2 | ppm | ppm | mg/Nm3 | 233.18 | 128.216 | 6.2 | 233.18 | 128.216 | 6.2 |  |  |  | 37% | 358.6 | 1046724.324 | 5935771454 | 0.11 | 65% | 5000 | Sub-bit | Yes | 1384.1032 | 761.0609 | 36.8018 | 30.4501 | 7.308 | 22.5939 | 0.5481 | CFB | ACFB | ACFB | ESP |  | https://smcglobalpower.com.ph/files/reports/17-A/SEC_17A_for_2019_as_of_12April20_Final_Signed_vWebsite1.pdf | SMC Global Power
G102268; G102269 | L103185 | Therma South Davao | 2 | 6.9644 | 125.4797 | Mindanao | Binugao, Davao City, Davao del Sur | Operating | 300 | 260 | 1393 |  | 53.01% | [13 empty] | 210.517 | 144.384 | 43.8125 |  |  |  | 37% | 350 | 1021621.622 | 4743729730 | 0.11 | 65% | 5000 | Sub-bit | Yes | 998.6358 | 684.9187 | 207.8347 | 24.9329 | 5.9839 | 18.5002 | 0.44879 | CFB | ACFB | ACFB | ESP |  | https://aboitizpower.com/wp-content/uploads/AP-SEC-FORM-17-A-2019-Annual-Report-Full-Report.pdf | Aboitiz Power
G105513; G105514 | L103197 | SEC / SM200 | 2 | 5.8687 | 125.0798 | Mindanao | Kamanga, Maasim, Sarangani | Operating | 237 | 210 | [5 empty] | Sub-bit | [10 empty] | 210.517 | 144.384 | 43.8125 |  |  |  | 37% | 350 | 807081.0811 | 4576800912 | 0.11 | 65% | 5000 | Sub-bit | Yes | 963.4944 | 660.8168 | 200.5211 | 24.0555 | 5.7733 | 17.8492 | 0.433 | Subcritical | ACFB | ACFB | ESP |  |  | Sarangani Energy Corporation
G106141; G106142 | L103193 | Kauswagan | 3 | 8.1869 | 124.1155 | Mindanao | Kauswagan, Lanao del Norte | Operating | 450 | 540 | [16 empty] | 210.517 | 144.384 | 43.8125 |  |  |  | 37% | 350 | 1532432.432 | 8690128314 | 0.11 | 65% | 5000 | Sub-bit | Yes | 1829.4197 | 1254.7155 | 380.7362 | 45.6751 | 10.962 | 33.8909 | 0.82215 | Subcritical | CF |  | ESP | 150 | https://www.acenergy.com.ph/gnpower-kauswagan/ | GNPower (85% - AC Energy)
G106931; G106932 | L103194 | Mindanao STEAG | 2 | 8.5725 | 124.7573 | Mindanao | Villanueva, Misamis Oriental | Operating | 232 | 210 | 1840 |  | 90.54% |  |  | Bituminous | [10 empty] | 210.517 | 144.384 | 43.8125 |  |  |  | 37% | 350 | 790054.0541 | 6265945946 | 0.068 | 20% | 5500 | Bituminous | Yes | 1319.0881 | 904.7023 | 274.5268 | 42.3044 | 10.153 | 31.3898 | 0.76148 | Subcritical | WL | LNB | BH |  | https://aboitizpower.com/wp-content/uploads/AP-SEC-FORM-17-A-2019-Annual-Report-Full-Report.pdf | PSALM Corp. (run by STEAG State Power)
G106947; G106948; G106949 | L103195 | FDC Misamis | 3 | 8.561 | 124.7478 | Mindanao | Villanueva, Misamis Oriental | Operating | 405 | 360 |  |  |  | 91 | [12 empty] | 210.517 | 144.384 | 43.8125 |  |  |  | 37% | 350 | 1379189.189 | 7821115483 | 0.11 | 65% | 5000 | Sub-bit | Yes | 1646.4778 | 1129.2439 | 342.6626 | 41.1076 | 9.8658 | 30.5018 | 0.73994 | Subcritical | ACFB | ACFB | ESP |  | http://eia.emb.gov.ph/wp-content/uploads/2019/09/FDCUI-EXPANSION-PDR-090919-rev-1.pdf | FDC Utilities, Inc. (Filinvest)
G101687 | L103200 | PCPC | 1 | 11.1876 | 123.1207 | Visayas | Nipa, Concepcion, Iloilo | Operating | 135 | 135 | [6 empty] | Indonesia | [9 empty] | 210.517 | 144.384 | 43.8125 |  |  |  | 37% | 358.6 | 471025.9459 | 2671097154 | 0.11 | 65% | 5000 | Sub-bit | Yes | 562.3114 | 385.6637 | 117.0274 | 13.7025 | 3.2886 | 10.1673 | 0.24665 | CFB | ACFB | ACFB |  |  |  | Palm Concepcion Power Corp. (Republic Biscuit Corp. & A. Brown, Inc.)
G107751 | L103202 | PEDC / Panay | 3 | 10.7244 | 122.5958 | Visayas | Iloilo City | Operating | 317.4 | 317.4 | 1506 |  | 54.16% | 91.55 | 98.75 |  | Indonesia; Semirara | [9 empty] | 210.517 | 144.384 | 43.8125 |  |  |  | 37% | 350 | 1080875.676 | 5128540541 | 0.11 | 65% | 5000 | Sub-bit | Yes | 1079.645 | 740.4792 | 224.6942 | 26.9555 | 6.4693 | 20.001 | 0.4852 | CFB | ACFB | ACFB | ESP |  | GBP 2019 Annual Report | Global Business Power Corp. (MPIC & Meralco Powergen, JG Summit)
G110080; G110081 | L103182 | Therma Visayas Energy | 2 | 10.3497 | 123.6036 | Visayas | Bato, Toledo City, Cebu | Operating | 340 | 300 | 1900 |  | 63.79% |  |  | Sub-bit | [10 empty] | 210.517 | 144.384 | 43.8125 |  |  |  | 37% | 350 | 1157837.838 | 6470270270 | 0.11 | 65% | 5000 | Sub-bit | Yes | 1362.1019 | 934.2035 | 283.4787 | 34.0076 | 8.1618 | 25.2336 | 0.61214 | CFB | ACFB | ACFB | ESP |  | https://aboitizpower.com/wp-content/uploads/AP-SEC-FORM-17-A-2019-Annual-Report-Full-Report.pdf | Aboitiz Power
G110218; G110219; G110220; G110221 | L103183 | CEDC | 3 | 10.3873 | 123.6398 | Visayas | Toledo City, Cebu | Operating | 246 | 328 | 1777 |  | 82.46% | 92.4 | 98.9 | Lignite | Semirara | [9 empty] | 210.517 | 144.384 | 43.8125 |  |  |  | 37% | 338.4815 | 810160.0534 | 5852253719 | 0.04 | 40% | 3863.1399 | Lignite | Yes | 1231.9989 | 844.9718 | 256.4019 | 25.6619 | 12.8335 | 12.7001 | 0.12831 | Subcritical | ACFB | ACFB | ESP |  | https://www.doe.gov.ph/sites/default/files/pdf/electric_power/private_sector_initiated_power_projects/2016_existing_powerplants_visayas_as_of_dec31.pdf | Global Business Power Corp. (MPIC & Meralco Powergen, JG Summit)
n/a | n/a | TPC 1A | 1 | 10.3874 | 123.6424 | Visayas | Toledo City, Cebu | Operating | 83.7 | 83 |  |  |  | 91.8 | 96.9 |  | Indonesia; Semirara | [9 empty] | 210.517 | 144.384 | 43.8125 |  |  |  | 37% | 350 | 285032.4324 | 1616363866 | 0.11 | 65% | 5000 | Sub-bit | Yes | 340.2721 | 233.3771 | 70.8169 | 8.4956 | 2.0389 | 6.3037 | 0.15292 | CFB | ACFB | ACFB | ESP |  | https://www.doe.gov.ph/sites/default/files/pdf/electric_power/private_sector_initiated_power_projects/2016_existing_powerplants_visayas_as_of_dec31.pdf | Global Business Power Corp. (MPIC & Meralco Powergen, JG Summit)
n/a | n/a | TPC Sangi | 2 | 10.3874 | 123.6424 | Visayas | Toledo City, Cebu | Operating | 66.3 | 62 |  |  |  | 52.2 | 56.8 |  | Indonesia; Semirara | [9 empty] | 210.517 | 144.384 | 43.8125 |  |  |  | 37% | 350 | 225778.3784 | 1280345572 | 0.11 | 65% | 5000 | Sub-bit | Yes | 269.5345 | 184.8614 | 56.0951 | 6.7295 | 1.6151 | 4.9933 | 0.12113 | Subcritical | ACFB | ACFB | ESP |  | https://www.doe.gov.ph/sites/default/files/pdf/electric_power/private_sector_initiated_power_projects/2016_existing_powerplants_visayas_as_of_dec31.pdf | Global Business Power Corp. (MPIC & Meralco Powergen, JG Summit)
G107173 | L103181 | Naga-2/ KSPC | 2 | 10.2175 | 123.7606 | Visayas | Colon, Naga, Cebu | Operating | 206 | 206 | [5 empty] | Lignite |  | 200 | 200 | 40 | ppm | ppm | mg/Nm3 | 524 | 376 | 40 | 524 | 376 | 40 |  |  |  | 37% | 350 | 701513.5135 | 3978147628 | 0.11 | 40% | 3863.1399 | Lignite | Yes | 2084.5494 | 1495.7835 | 159.1259 | 46.3924 | 23.2008 | 22.9596 | 0.23196 | Subcritical | ACFB | ACFB |  |  | http://www.kepcophilippines.com/ | KEPCO SPC Power Corp. (KEPCO & Salcon Power)
G100399 | L104540 | Tagkawayan Power Station Unit 1 |  | 14.0373 | 122.3083 | Luzon |  | Pre-permit | 1200 | [17 empty] | 200 | 144.384 | 37.175 |  |  |  | 43% | 350 | 3516279.07 | 19940139387 | 0.11 | 65% | 5000 | Sub-bit | Yes | 3988.0279 | 2879.0371 | 741.2747 | 104.8048 | 25.1532 | 77.7652 | 1.8865 | Ultra-super | New | New | New
G100400 | L103171 | Dinginin power station Unit 1 |  | 14.4246 | 120.541 | Luzon |  | Construction | 668 | [14 empty] | 700 |  |  | 700 | 144.384 | 37.175 |  |  |  | 41% | 350 | 2052878.049 | 11641474873 | 0.11 | 65% | 5000 | Sub-bit | Yes | 8149.0324 | 1680.8427 | 432.7718 | 61.1873 | 14.6849 | 45.401 | 1.1014 | Supercritical | CF | New | ESP
G101153 | L103171 | Dinginin power station Unit 2 |  | 14.4246 | 120.541 | Luzon |  | Permitted | 668 | [17 empty] | 200 | 144.384 | 37.175 |  |  |  | 41% | 350 | 2052878.049 | 11641474873 | 0.11 | 65% | 5000 | Sub-bit | Yes | 2328.295 | 1680.8427 | 432.7718 | 61.1873 | 14.6849 | 45.401 | 1.1014 | Supercritical | New | New | New
G101154 | L103162 | Atimonan power station Unit 1 & 2 |  | 14.0569 | 121.8617 | Luzon |  | Permitted | 1200 | [17 empty] | 210.517 | 144.384 | 37.175 | 1894.29 |  | 359.2741 | 43% | 350 | 3516279.07 | 19940139387 | 0.11 | 65% | 5000 | Sub-bit | Yes | 1894.29 | 2879.0371 | 359.2741 | 104.8048 | 25.1532 | 77.7652 | 1.8865 | Ultra-super | SWFGD | New | New | 250 | https://drive.google.com/drive/folders/1GzMhS8x6RqgJQMT6i4XsAdLpxPpGc-se
G106687 | L104539 | Freeport power station Unit 1 |  | 14.4367 | 120.5006 | Luzon |  | Pre-permit | 1200 |  |  |  | 80% | [7 empty] | mg/Ncm | mg/Ncm | mg/Ncm |  |  |  | 210.517 | 144.384 | 37.175 | 3010 | 2625 | 261 | 37% | 350 | 4086486.486 | 28638097297 | 0.11 | 65% | 5000 | Sub-bit | Yes | 3010 | 2625 | 261 | 150.5211 | 36.1251 | 111.6866 | 2.7094 | CFB | ACFB | ACFB | ESP | 100 | http://eia.emb.gov.ph/wp-content/uploads/2019/01/01.03.2019.EIS_.MCPP-1.pdf
G114046 & G114047 | L104384 | Sual KEPCO Power Station Unit 1 & 2 |  | 16.091 | 120.096 | Luzon |  | Pre-permit | 1000 | [8 empty] | 200 | 200 | 30 | mg/Nm3 | mg/Nm3 | mg/Nm3 | 200 | 200 | 30 | 200 | 200 | 30 |  |  |  | 43% | 350 | 2930232.558 | 16616782822 | 0.11 | 65% | 5000 | Sub-bit | Yes | 3323.3566 | 3323.3566 | 498.5035 | 87.3374 | 20.961 | 64.8043 | 1.5721 | Ultra-super | SWFGD | SCR | New | 150 | http://eia.emb.gov.ph/wp-content/uploads/2019/01/PROPOSED-2-X-500-MW-Pangasinan-Coal-Power-Plant-Project-PCPPP-PDR.pdf
G105362 | L103165 | Calaca power station Unit 5 |  | 13.9326 | 120.7897 | Luzon |  | Pre-permit | 350 | [17 empty] | 210.517 | 144.384 | 37.175 |  |  |  | 37% | 350 | 1191891.892 | 6758988689 | 0.11 | 65% | 5000 | Sub-bit | Yes | 1422.882 | 975.8898 | 251.2654 | 35.5251 | 8.526 | 26.3596 | 0.63945 | Subcritical | ACFB | ACFB | New
G105363 | L103165 | Calaca power station Unit 6 |  | 13.9326 | 120.7897 | Luzon |  | Pre-permit | 350 | [17 empty] | 210.517 | 144.384 | 37.175 |  |  |  | 37% | 350 | 1191891.892 | 6758988689 | 0.11 | 65% | 5000 | Sub-bit | Yes | 1422.882 | 975.8898 | 251.2654 | 35.5251 | 8.526 | 26.3596 | 0.63945 | Subcritical | ACFB | ACFB | New
G106078 | L103160 | Jose Panganiban power station Unit 1 |  | 14.3378 | 122.6735 | Luzon |  | Pre-permit | 350 | [17 empty] | 200 | 144.384 | 37.175 |  |  |  | 41% | 350 | 1075609.756 | 6099575158 | 0.11 | 65% | 5000 | Sub-bit | Yes | 1219.915 | 880.6811 | 226.7517 | 32.0592 | 7.6942 | 23.7879 | 0.57707 | Supercritical | New | New | New
G106079 | L103160 | Jose Panganiban power station Unit 2 |  | 14.3378 | 122.6735 | Luzon |  | Pre-permit | 350 | [17 empty] | 200 | 144.384 | 37.175 |  |  |  | 41% | 350 | 1075609.756 | 6099575158 | 0.11 | 65% | 5000 | Sub-bit | Yes | 1219.915 | 880.6811 | 226.7517 | 32.0592 | 7.6942 | 23.7879 | 0.57707 | Supercritical | New | New | New
G106143 & G106144 | L103189 | La Union power station Unit 1 & 2 |  | 16.8359 | 120.3425 | Luzon |  | Permitted | 670 | [8 empty] | 200 | 450 | 50 | mg/Nm3 | mg/Nm3 | mg/Nm3 | 200 | 450 | 50 | 200 | 450 | 50 |  |  |  | 41% | 350 | 2059024.39 | 11676329588 | 0.11 | 65% | 5000 | Sub-bit | Yes | 2335.2659 | 5254.3483 | 583.8165 | 61.3705 | 14.7289 | 45.5369 | 1.1047 | Supercritical | SWFGD | LNB | ESP | 180 | http://eia.emb.gov.ph/wp-content/uploads/2019/02/Draft-EIS_GLEDC.pdf
G106297 | L103176 | Masinloc power station Unit 3 |  | 15.5638 | 119.9192 | Luzon |  | Construction | 335 | [8 empty] | 29.8 | 43.1 | 18.7 | ppm | ppm | mg/Nm3 | 78.076 | 81.028 | 18.7 | 78.076 | 81.028 | 18.7 |  |  |  | 41% | 350 | 1029512.195 | 5838164794 | 0.11 | 65% | 5000 | Sub-bit | Yes | 455.8206 | 473.0548 | 109.1737 | 30.6852 | 7.3645 | 22.7684 | 0.55233 | Supercritical | SWFGD | New | ESP |  | https://links.sgx.com/FileOpen/SMC%20Global%20Power%20Holdings%20Corp.%20-%20Offering%20Circular%20(2020.01.14).ashx?App=Prospectus&FileID=41885
G106715 | L103176 | Masinloc power station Unit 4 |  | 15.5638 | 119.9192 | Luzon |  | Pre-permit | 335 | [8 empty] | 29.8 | 43.1 | 18.7 | ppm | ppm |  | 78.076 | 81.028 | 18.7 | 78.076 | 81.028 | 18.7 |  |  |  | 37% | 350 | 1140810.811 | 6469317745 | 0.11 | 65% | 5000 | Sub-bit | Yes | 505.0985 | 524.1959 | 120.9762 | 34.0026 | 8.1606 | 25.2299 | 0.61205 | Subcritical | New | New | New |  | https://links.sgx.com/FileOpen/SMC%20Global%20Power%20Holdings%20Corp.%20-%20Offering%20Circular%20(2020.01.14).ashx?App=Prospectus&FileID=41885
G112244 | L103169 | SMC Ibabang power station |  | 13.904 | 121.758 | Luzon |  | Pre-permit | 710 | [8 empty] | 200 | 450 | 50 | mg/Ncm | mg/Ncm | mg/Ncm | 200 | 450 | 50 | 200 | 450 | 50 |  |  |  | 41% | 350 | 2181951.22 | 12373423892 | 0.11 | 65% | 5000 | Sub-bit | Yes | 2474.6848 | 5568.0408 | 618.6712 | 65.0344 | 15.6083 | 48.2555 | 1.1706 | Supercritical | FGD | LNB | ESP |  | http://eia.emb.gov.ph/wp-content/uploads/2020/03/PDS_LETI_14FEB2020.pdf
G114305 | L103193 | Lanao Kauswagan power station Unit 4 |  | 8.1869 | 124.1155 | Mindanao |  | Construction | 150 | [14 empty] | 700 |  |  | 700 | 144.384 | 37.175 |  |  |  | 37% | 350 | 510810.8108 | 2896709438 | 0.11 | 25% | 5000 | Sub-bit | No | 2027.6966 | 418.2385 | 107.6852 | 32.6251 | 17.6175 | 14.3224 | 0.68513 | Subcritical | CF | New | ESP | 150
G113918 | L103200 | Concepcion power station Unit 2 |  | 11.1876 | 123.1207 | Visayas |  | Construction | 135 | [17 empty] | 210.517 | 144.384 | 37.175 |  |  |  | 37% | 350 | 459729.7297 | 2607038494 | 0.11 | 65% | 5000 | Sub-bit | Yes | 548.8259 | 376.4146 | 96.9167 | 13.7025 | 3.2886 | 10.1673 | 0.24665 | CFB | ACFB | ACFB | ESP
G111523 | L103205 | Zamboanga power station |  | 6.9855 | 121.9348 | Mindanao |  | Pre-permit | 105 | [17 empty] | 210.517 | 144.384 | 37.175 |  |  |  | 37% | 350 | 357567.5676 | 2027696607 | 0.11 | 65% | 5000 | Sub-bit | Yes | 426.8646 | 292.7669 | 75.3796 | 10.6575 | 2.5578 | 7.9079 | 0.19184 | Subcritical | ACFB | ACFB | New
[13 empty] | 64.74% | [10 empty] | 2.62 | 1.88
Notes:
*SMC Global: reports combined installed capacity comprises approximately 20% of the National Grid, 26% of the Luzon Grid and 9% of the Mindanao Grid, in each case as of July 2019. Included in this are 4 coal plants, 1 nat. gas, 2 hydro)
** Aboitiz recorded 5,851GWh in 2019 (all generators) (https://aboitizpower.com/wp-content/uploads/AP-17C-Disclosure-03.09.20-Full-Year-2019-Financial-and-Operating-Results.pdf)
*** 150 MW Naga-1 (GCPT ID: G107172) decommissioned: https://businessmirror.com.ph/2019/01/18/aboitizpower-starts-rehab-work-of-naga-cebu-plant/
[23 empty] | Defaults | [19 empty] | Speciation
[24 empty] | SOx | NOx | PM | Hg | [11 empty] | FGD | Coal type | kcal | mercury control efficiency | RGM | Hg0 | Hgp
[23 empty] | ACFB | 315.0113 | 221.5893 | 9000000000 | [6 empty] | Supercritical | 41% |  |  |  |  | Yes | Sub-bit | 5000 | 65% | 24% | 74.2% | 1.8%
[23 empty] | CF | 210.517 | 9000000000 | 9000000000 | [6 empty] | Subcritical | 37% |  |  |  |  | Yes | Lignite | 3863.1399 | 40% | 50.01% | 49.49% | 0.5%
[23 empty] | LNB | 9000000000 | 399.312 | 9000000000 | [6 empty] | CFB | 37% |  |  |  |  | Yes | Bituminous | 5500 | 20% | 24% | 74.2% | 1.8%
[23 empty] | LNB, FW | 9000000000 | 399.312 | 9000000000 | [6 empty] | Unknown | 37% |  |  |  |  | No | Sub-bit |  | 25% | 54% | 43.9% | 2.1%
[23 empty] | SEMIDRY | 416.58 | 9000000000 | 9000000000 | [6 empty] | Ultra-super | 43% |  |  |  |  | No | Lignite |  | 10% | 65.01% | 34.64% | 0.35%
[23 empty] | SWFGD | 225 | 9000000000 | 9000000000 | [12 empty] | No | Bituminous |  | 2% | 54% | 43.9% | 2.1%
[23 empty] | WL | 225 | 9000000000 | 9000000000 | [6 empty] | Indonesia | 358.6 |  | WoCQI
[23 empty] | WLST, FGD | 225 | 9000000000 | 9000000000 | [6 empty] | Semirara | 338.4815 |  | https://www.researchgate.net/publication/336091433_Characterization_of_Torrefied_Biomass_from_Sugarcane_Saccharum_officinarum_Bagasse_Blended_with_Semirara_Coal
[23 empty] | Overall | 210.517 | 144.384 | 43.8125 | [6 empty] | Default | 350
[23 empty] | New | 200 | 366.6667 | 37.175

## CALPUFF input
GCPT ID | GCPT LOC | Plant | Lat | Long | Grid | Status | Installed (MW) | SO2 | NOx | PM | Hg | RGM | Hg0 | Hgp | Stack height | Temperature | Velocity | Diameter
G101109 | L103170 | Anda / Bundagul | 15.2363 | 120.6098 | Luzon | Operating | 84 | 341.4917 | 234.2136 | 71.0708 | 8.526 | 2.0462 | 6.3263 | 0.15347 | 150 | 120 | 15 | 1.5364
G101151; G101152 | L103165 | Calaca U3-4 / SLPGC | 13.9326 | 120.7897 | Luzon | Operating | 300 | 1435.1366 | 984.2947 | 681.72 | 37.0503 | 8.8921 | 27.4914 | 0.66691 | 150 | 120 | 15 | 2.8554
G101155; G101156 | L103165 | Calaca U1-2 / SCPC | 13.9326 | 120.7897 | Luzon | Operating | 600 | 7759.2162 | 3879.6081 | 517.2811 | 69.2062 | 37.3714 | 30.3815 | 1.4533 | 150 | 140 | 15 | 4.1063
G106294; G106295; G106296 | L103173 | Limay Greenfield | 14.5204 | 120.6027 | Luzon | Operating | 600 | 2230.1168 | 1906 | 65.2935 | 60.9001 | 14.616 | 45.1879 | 1.0962 | 150 | 120 | 15 | 4.1565
G106538 | L103174 | Mabalacat Mill / APEC | 15.2356 | 120.6106 | Luzon | Operating | 52 | 211.3996 | 144.9893 | 43.9962 | 5.278 | 1.2667 | 3.9163 | 0.095004 | 150 | 60 | 15 | 1.2089
G106690; G106691 | L103175 | GNPower Mariveles | 14.4252 | 120.537 | Luzon | Operating | 650 | 2710.1203 | 2625 | 261 | 84.6757 | 55.0477 | 29.3317 | 0.29637 | 100 | 140 | 15 | 4.2031
G106713; G106714 | L103176 | Masinloc U1-2 | 15.5641 | 119.9231 | Luzon | Operating | 674 | 4245.7215 | 2773.5601 | 740.5531 | 120.0938 | 64.8507 | 52.7212 | 2.522 | 150 | 140 | 15 | 4.3522
G107722; G107723; G107724 | L103166 | Pagbilao U1-3 | 13.8932 | 121.745 | Luzon | Operating | 1184 | 21759.3691 | 11645.2061 | 695.9286 | 261.2701 | 141.0859 | 114.6976 | 5.4867 | 150 | 140 | 15 | 5.7684
G108251; G108252 | L103167 | SLTEC Puting Bato U1-2 | 13.9193 | 120.8261 | Luzon | Operating | 270 | 606.4938 | 415.9664 | 126.2226 | 15.1423 | 3.6342 | 11.2356 | 0.27256 | 150 | 60 | 15 | 2.7546
G108398 | L103168 | Quezon Power U1 | 14.2296 | 121.7558 | Luzon | Operating | 511 | 6600 | 5844 | 416.575 | 107.0882 | 57.8276 | 47.0117 | 2.2489 | 150 | 140 | 15 | 3.7895
G108399 | L103168 | SBPL / Quezon U2 | 14.2296 | 121.7558 | Luzon | Operating | 500 | 324 | 2892 | 503.0722 | 60.3511 | 14.4843 | 44.7805 | 1.0863 | 150 | 60 | 15 | 3.561
G109643; G109644 | L103190 | Sual U1-2 | 16.125 | 120.1006 | Luzon | Operating | 1294 | 5322.5932 | 9446.1126 | 421.0763 | 252.1627 | 60.5191 | 187.1047 | 4.5389 | 150 | 60 | 15 | 6.104
G114309 | L104611 | United Pulp & Paper Co. | 14.8954 | 120.7717 | Luzon | Operating | 30 | 121.9613 | 83.6477 | 25.3824 | 3.045 | 0.7308 | 2.2594 | 0.05481 | 150 | 60 | 15 | 0.9182
n/a | n/a | Petron | 14.5289 | 120.6004 | Luzon | Operating | 140 | 569.1528 | 390.3559 | 118.4513 | 30.4501 | 16.443 | 13.3676 | 0.63945 | 150 | 140 | 15 | 1.9835
G100478; G100479, G100480 | L103192 | Balingasag | 8.766 | 124.767 | Mindanao | Operating | 165 | 670.7872 | 460.0623 | 139.6033 | 16.7475 | 4.0194 | 12.4267 | 0.30146 | 150 | 120 | 15 | 2.1534
G102263; G102264 | L103184 | Davao San Miguel | 6.3935 | 125.6168 | Mindanao | Operating | 300 | 1384.1032 | 761.0609 | 36.8018 | 30.4501 | 7.308 | 22.5939 | 0.5481 | 150 | 120 | 15 | 2.9391
G102268; G102269 | L103185 | Therma South Davao | 6.9644 | 125.4797 | Mindanao | Operating | 300 | 998.6358 | 684.9187 | 207.8347 | 24.9329 | 5.9839 | 18.5002 | 0.44879 | 150 | 120 | 15 | 2.9036
G105513; G105514 | L103197 | SEC / SM200 | 5.8687 | 125.0798 | Mindanao | Operating | 237 | 963.4944 | 660.8168 | 200.5211 | 24.0555 | 5.7733 | 17.8492 | 0.433 | 150 | 60 | 15 | 2.5808
G106141; G106142 | L103193 | Kauswagan | 8.1869 | 124.1155 | Mindanao | Operating | 450 | 1829.4197 | 1254.7155 | 380.7362 | 45.6751 | 10.962 | 33.8909 | 0.82215 | 150 | 60 | 15 | 3.5562
G106931; G106932 | L103194 | Mindanao STEAG | 8.5725 | 124.7573 | Mindanao | Operating | 232 | 1319.0881 | 904.7023 | 274.5268 | 42.3044 | 10.153 | 31.3898 | 0.76148 | 150 | 60 | 15 | 2.5534
G106947; G106948; G106949 | L103195 | FDC Misamis | 8.561 | 124.7478 | Mindanao | Operating | 405 | 1646.4778 | 1129.2439 | 342.6626 | 41.1076 | 9.8658 | 30.5018 | 0.73994 | 150 | 60 | 15 | 3.3737
G101687 | L103200 | PCPC | 11.1876 | 123.1207 | Visayas | Operating | 135 | 562.3114 | 385.6637 | 117.0274 | 13.7025 | 3.2886 | 10.1673 | 0.24665 | 150 | 120 | 15 | 1.9716
G107751 | L103202 | PEDC / Panay | 10.7244 | 122.5958 | Visayas | Operating | 317.4 | 1079.645 | 740.4792 | 224.6942 | 26.9555 | 6.4693 | 20.001 | 0.4852 | 150 | 120 | 15 | 2.9866
G110080; G110081 | L103182 | Therma Visayas Energy | 10.3497 | 123.6036 | Visayas | Operating | 340 | 1362.1019 | 934.2035 | 283.4787 | 34.0076 | 8.1618 | 25.2336 | 0.61214 | 150 | 120 | 15 | 3.0911
G110218; G110219; G110220; G110221 | L103183 | CEDC | 10.3873 | 123.6398 | Visayas | Operating | 246 | 1231.9989 | 844.9718 | 256.4019 | 25.6619 | 12.8335 | 12.7001 | 0.12831 | 150 | 60 | 15 | 2.5857
n/a | n/a | TPC 1A | 10.3874 | 123.6424 | Visayas | Operating | 83.7 | 340.2721 | 233.3771 | 70.8169 | 8.4956 | 2.0389 | 6.3037 | 0.15292 | 150 | 120 | 15 | 1.5337
n/a | n/a | TPC Sangi | 10.3874 | 123.6424 | Visayas | Operating | 66.3 | 269.5345 | 184.8614 | 56.0951 | 6.7295 | 1.6151 | 4.9933 | 0.12113 | 150 | 60 | 15 | 1.365
G107173 | L103181 | Naga-2/ KSPC | 10.2175 | 123.7606 | Visayas | Operating | 206 | 2084.5494 | 1495.7835 | 159.1259 | 46.3924 | 23.2008 | 22.9596 | 0.23196 | 150 | 60 | 15 | 2.4061
G100399 | L104540 | Tagkawayan Power Station Unit 1 | 14.0373 | 122.3083 | Luzon | Pre-permit | 1200 | 3988.0279 | 2879.0371 | 741.2747 | 104.8048 | 25.1532 | 77.7652 | 1.8865 | 150 | 60 | 15 | 5.3868
G100400 | L103171 | Dinginin power station Unit 1 | 14.4246 | 120.541 | Luzon | Construction | 668 | 8149.0324 | 1680.8427 | 432.7718 | 61.1873 | 14.6849 | 45.401 | 1.1014 | 150 | 60 | 15 | 4.116
G101153 | L103171 | Dinginin power station Unit 2 | 14.4246 | 120.541 | Luzon | Permitted | 668 | 2328.295 | 1680.8427 | 432.7718 | 61.1873 | 14.6849 | 45.401 | 1.1014 | 150 | 60 | 15 | 4.116
G101154 | L103162 | Atimonan power station Unit 1 & 2 | 14.0569 | 121.8617 | Luzon | Permitted | 1200 | 1894.29 | 2879.0371 | 359.2741 | 104.8048 | 25.1532 | 77.7652 | 1.8865 | 250 | 60 | 15 | 5.3868
G106687 | L104539 | Freeport power station Unit 1 | 14.4367 | 120.5006 | Luzon | Pre-permit | 1200 | 3010 | 2625 | 261 | 150.5211 | 36.1251 | 111.6866 | 2.7094 | 100 | 120 | 15 | 5.8072
G114046 & G114047 | L104384 | Sual KEPCO Power Station Unit 1 & 2 | 16.091 | 120.096 | Luzon | Pre-permit | 1000 | 3323.3566 | 3323.3566 | 498.5035 | 87.3374 | 20.961 | 64.8043 | 1.5721 | 150 | 60 | 15 | 4.9175
G105362 | L103165 | Calaca power station Unit 5 | 13.9326 | 120.7897 | Luzon | Pre-permit | 350 | 1422.882 | 975.8898 | 251.2654 | 35.5251 | 8.526 | 26.3596 | 0.63945 | 150 | 60 | 15 | 3.1362
G105363 | L103165 | Calaca power station Unit 6 | 13.9326 | 120.7897 | Luzon | Pre-permit | 350 | 1422.882 | 975.8898 | 251.2654 | 35.5251 | 8.526 | 26.3596 | 0.63945 | 150 | 60 | 15 | 3.1362
G106078 | L103160 | Jose Panganiban power station Unit 1 | 14.3378 | 122.6735 | Luzon | Pre-permit | 350 | 1219.915 | 880.6811 | 226.7517 | 32.0592 | 7.6942 | 23.7879 | 0.57707 | 150 | 60 | 15 | 2.9793
G106079 | L103160 | Jose Panganiban power station Unit 2 | 14.3378 | 122.6735 | Luzon | Pre-permit | 350 | 1219.915 | 880.6811 | 226.7517 | 32.0592 | 7.6942 | 23.7879 | 0.57707 | 150 | 60 | 15 | 2.9793
G106143 & G106144 | L103189 | La Union power station Unit 1 & 2 | 16.8359 | 120.3425 | Luzon | Permitted | 670 | 2335.2659 | 5254.3483 | 583.8165 | 61.3705 | 14.7289 | 45.5369 | 1.1047 | 180 | 60 | 15 | 4.1221
G106297 | L103176 | Masinloc power station Unit 3 | 15.5638 | 119.9192 | Luzon | Construction | 335 | 455.8206 | 473.0548 | 109.1737 | 30.6852 | 7.3645 | 22.7684 | 0.55233 | 150 | 60 | 15 | 2.9148
G106715 | L103176 | Masinloc power station Unit 4 | 15.5638 | 119.9192 | Luzon | Pre-permit | 335 | 505.0985 | 524.1959 | 120.9762 | 34.0026 | 8.1606 | 25.2299 | 0.61205 | 150 | 60 | 15 | 3.0683
G112244 | L103169 | SMC Ibabang power station | 13.904 | 121.758 | Luzon | Pre-permit | 710 | 2474.6848 | 5568.0408 | 618.6712 | 65.0344 | 15.6083 | 48.2555 | 1.1706 | 150 | 60 | 15 | 4.2434
G114305 | L103193 | Lanao Kauswagan power station Unit 4 | 8.1869 | 124.1155 | Mindanao | Construction | 150 | 2027.6966 | 418.2385 | 107.6852 | 32.6251 | 17.6175 | 14.3224 | 0.68513 | 150 | 140 | 15 | 2.0532
G113918 | L103200 | Concepcion power station Unit 2 | 11.1876 | 123.1207 | Visayas | Construction | 135 | 548.8259 | 376.4146 | 96.9167 | 13.7025 | 3.2886 | 10.1673 | 0.24665 | 150 | 120 | 15 | 1.9478
G111523 | L103205 | Zamboanga power station | 6.9855 | 121.9348 | Mindanao | Pre-permit | 105 | 426.8646 | 292.7669 | 75.3796 | 10.6575 | 2.5578 | 7.9079 | 0.19184 | 150 | 60 | 15 | 1.7178

## New
[12 empty] | Estimated Coal consumption | Emissions Limit |  |  | UNITS |  |  |  |  | Emission volumes, t/yr
GCPT ID | GCPT LOC | Expansion | Unit | Plant | Capacity (MW) | Status | Year | Latitude | Longitude | Grid | Location | Coal Consumption (MT/yr) | SOx | NOx | PM |  |  |  | Thermal efficiency | Capacity Factor | SOx | NOx | PM | CO | Hg, kg/a | Combustion technology | PARTCTL | SO2CTL | NOXCTL | Sponsor | Parent | SOURCE
G100399 | L104540 | TRUE | Tagkawayan Power Station Unit 1 | Quezon Coal-fired | 1200 | Pre-permit | 2024 | 14.0373 | 122.3083 | Luzon | Awasan, Tagkawayan, Quezon | [14 empty] | Ultra-super |  |  |  | Orion Pacific Prime Energy | Orion Pacific Prime Energy
G100400 | L103171 | TRUE | Dinginin power station Unit 1 | GNPower Dinginin power station | 668 | Construction | 2020 | 14.4246 | 120.541 | Luzon | Diningin, Mariveles, Bataan | [14 empty] | Supercritical | ESP | CF |  | Sithe GN Power | Aboitiz Group (70%), Blackstone Group (30%)
G101153 | L103171 | TRUE | Dinginin power station Unit 2 | Dinginin power station / Mariveles Power Plant | 668 | Permitted | 2021 | 14.4246 | 120.541 | Luzon | Diningin, Mariveles, Bataan | [14 empty] | Supercritical |  |  |  | Sithe GN Power | Aboitiz Group (70%), Blackstone Group (30%)
G101154 | L103162 | TRUE | Atimonan power station Unit 1 & 2 | Atimonan power station | 1200 | Permitted | 2025 | 14.0569 | 121.8617 | Luzon | Barangay Villa Ibaba, Altimonan, Quezon | [9 empty] | 1894.29 |  | 359.2741 |  |  | Ultra-super |  | SWFGD |  | Atimonan One Energy | MERALCO | https://drive.google.com/drive/folders/1GzMhS8x6RqgJQMT6i4XsAdLpxPpGc-se
G106687 | L104539 | TRUE | Freeport power station Unit 1 | SMC Global - Mariveles | 1200 | Pre-permit | 2022 | 14.4367 | 120.5006 | Luzon | Freeport, Mariveles, Bataan | 2255616 | 700 | 1000 | 150 | mg/Ncm | mg/Ncm | mg/Ncm |  | 80% | 3010 | 2625 | 261 | 4400 |  | CFB | ESP |  |  | Mariveles Power Generation | Meralco, SMC Global Power Holdings | http://eia.emb.gov.ph/wp-content/uploads/2019/01/01.03.2019.EIS_.MCPP-1.pdf
G114046 & G114047 | L104384 | TRUE | Sual KEPCO Power Station Unit 1 & 2 | Sual KEPCO Power Station | 1000 | Pre-permit | 2024 | 16.091 | 120.096 | Luzon | Sual, Pangasinan |  | 200 | 200 | 30 | mg/Nm3 | mg/Nm3 | mg/Nm3 | [7 empty] | Ultra-super |  | SWFGD | SCR | KEPCO Philippines Corp. | KEPCO | http://eia.emb.gov.ph/wp-content/uploads/2019/01/PROPOSED-2-X-500-MW-Pangasinan-Coal-Power-Plant-Project-PCPPP-PDR.pdf
G105362 | L103165 | TRUE | Calaca power station Unit 5 | SLPGC Calaca power station | 350 | Pre-permit | 2025 | 13.9326 | 120.7897 | Luzon | San Rafael, Calaca, Batangas | [14 empty] | Subcritical |  | ACFB |  | St. Raphael Power Generation Corp. | DMCI Holdings (40%), MERALCO (40%), Marubeni (20%)
G105363 | L103165 | TRUE | Calaca power station Unit 6 | SLPGC Calaca power station | 350 | Pre-permit | 2025 | 13.9326 | 120.7897 | Luzon | San Rafael, Calaca, Batangas | [14 empty] | Subcritical |  | ACFB |  | St. Raphael Power Generation Corp. | DMCI Holdings (40%), MERALCO (40%), Marubeni (20%)
G106078 | L103160 | TRUE | Jose Panganiban power station Unit 1 | Jose Panganiban power station | 350 | Pre-permit | 2023 | 14.3378 | 122.6735 | Luzon | Osmeña, Jose Panganiban, Camarines Norte | [14 empty] | Supercritical |  |  |  | H & WB Asia Pacific | H & WB Asia Pacific
G106079 | L103160 | TRUE | Jose Panganiban power station Unit 2 | Jose Panganiban power station | 350 | Pre-permit | 2023 | 14.3378 | 122.6735 | Luzon | Osmeña, Jose Panganiban, Camarines Norte | [14 empty] | Supercritical |  |  |  | H & WB Asia Pacific | H & WB Asia Pacific
G106143 & G106144 | L103189 | TRUE | La Union power station Unit 1 & 2 | Global Luzon Energy Development Corporation | 670 | Permitted | 2022 | 16.8359 | 120.3425 | Luzon | Carisquis, Luna, La Union |  | 200 | 450 | 50 | mg/Nm3 | mg/Nm3 | mg/Nm3 | [7 empty] | Supercritical | ESP | SWFGD | LNB | Global Luzon Energy Development Corp. | GT Capital Holdings | http://eia.emb.gov.ph/wp-content/uploads/2019/02/Draft-EIS_GLEDC.pdf
G106297 | L103176 | TRUE | Masinloc power station Unit 3 | Masinloc power station | 335 | Construction |  | 15.5638 | 119.9192 | Luzon | Bani, Masinloc, Zambales |  | 29.8 | 43.1 | 18.7 | ppm | ppm | mg/Nm3 | [7 empty] | Supercritical | ESP | SWFGD |  | SMC Global Power | San Miguel Corporation | https://links.sgx.com/FileOpen/SMC%20Global%20Power%20Holdings%20Corp.%20-%20Offering%20Circular%20(2020.01.14).ashx?App=Prospectus&FileID=41885
G106715 | L103176 | TRUE | Masinloc power station Unit 4 | Masinloc power station | 335 | Pre-permit |  | 15.5638 | 119.9192 | Luzon | Bani, Masinloc, Zambales |  | 29.8 | 43.1 | 18.7 | ppm | ppm | [8 empty] | Subcritical |  |  |  | SMC Global Power | San Miguel Corporation | https://links.sgx.com/FileOpen/SMC%20Global%20Power%20Holdings%20Corp.%20-%20Offering%20Circular%20(2020.01.14).ashx?App=Prospectus&FileID=41885
G106716 | L103173 | TRUE | Limay power station Unit 4 | Limay power station | 150 | Construction | 2020 | 14.5204 | 120.6027 | Luzon | Limay, Limay, Bataan | [14 empty] | CFB | ESP | ACFB |  | SMC Consolidated Power Corp | San Miguel Corporation
G112244 | L103169 | TRUE | SMC Ibabang power station | Pagbilao Power Plant | 710 | Pre-permit | 2025 | 13.904 | 121.758 | Luzon | Ibabang Polo, Pagbilao, Quezon |  | 200 | 450 | 50 | mg/Ncm | mg/Ncm | mg/Ncm | [7 empty] | Supercritical | ESP | FGD | LNB | Central Luzon Premiere Power Corp. (CLPPC) | San Miguel Corporation | http://eia.emb.gov.ph/wp-content/uploads/2020/03/PDS_LETI_14FEB2020.pdf
G114305 | L103193 | TRUE | Lanao Kauswagan power station Unit 4 | GNPower Kauswagan power station | 135 | Construction | 2020 | 8.1869 | 124.1155 | Mindanao | Libertad/Tacub, Kauswagan, Lanao del Norte | [14 empty] | Subcritical | ESP | CF |  | GN Power Kauswagan | Ayala Corporation
G113918 | L103200 | TRUE | Concepcion power station Unit 2 | Palm Concepcion Coal-Fired Power Plant | 135 | Construction | 2021 | 11.1876 | 123.1207 | Visayas | Nipa, Concepcion, Iloilo | [14 empty] | CFB | ESP | ACFB |  | Palm Thermal Consolidated Holdings Corp | A Brown Company
G111523 | L103205 | TRUE | Zamboanga power station | Zamboanga power station | 105 | Pre-permit | 2022 | 6.9855 | 121.9348 | Mindanao | Sitio San Ramon, Barangay, Talisayan, Zamboanga City | [14 empty] | Subcritical |  | ACFB |  | San Ramon Power Inc | Alcantara Group, Toyota Group

## Platts
UNIT | PLANT | COMPANY | MW | STATUS | YEAR | UTYPE | FUEL | FUELTYPE | ALTFUEL | SSSMFR | BOILTYPE | TURBMFR | TURBTYPE | GENMFR | GENTYPE | SFLOW | SPRESS | STYPE | STEMP | REHEAT1 | REHEAT2 | PARTCTL | PARTMFR | SO2CTL | FGDMFR | NOXCTL | NOXMFR | AE | CONSTRUCT | COOL | PRIMENO | RETIRE | CITY | STATE | COUNTRY | AREA | SUBREGION | POSTCODE | PARENT | ELECTYPE | BUSTYPE | COMPID | LOCATIONID | UNITID
ANTIQUE MINEMOUTH | ANTIQUE MINEMOUTH | SEMIRARA MINING CORP | 50 | PLN | 2021 | ST | COAL | [10 empty] | SUBCR | [12 empty] | 1 |  | Caluya | Antique (W Visayas) | PHILIPPINES | ASIA | ASIA |  | DCMI HOLDINGS | A | FUELS: COAL | 1014911 | 1117314 | 1283269
ATIMONAN ONE 1 | ATIMONAN ONE | MANILA ELECTRIC CO (MERALCO) | 600 | PLN | 2025 | ST | COAL | [10 empty] | ULTRSC | [11 empty] | OTS | 1 |  | Villa Ibaba - Atimonan | Quezon (CALABARZON) | PHILIPPINES | ASIA | ASIA |  | MANILA ELECTRIC CO | U | UTIL: INVESTOR OWNED | 1004153 | 1093375 | 1245711
ATIMONAN ONE 2 | ATIMONAN ONE | MANILA ELECTRIC CO (MERALCO) | 600 | PLN | 2025 | ST | COAL | [10 empty] | ULTRSC | [11 empty] | OTS | 1 |  | Villa Ibaba - Atimonan | Quezon (CALABARZON) | PHILIPPINES | ASIA | ASIA |  | MANILA ELECTRIC CO | U | UTIL: INVESTOR OWNED | 1004153 | 1093375 | 1247408
BALINGASAG 1 | BALINGASAG | MINDINAO ENERGY SYSTEMS INC | 55 | CON | 2020 | ST | COAL |  |  | TKII | ACFB | GE |  | GE |  |  |  | SUBCR |  |  |  | ESP | TKII | ACFB | N/A |  |  | MHI/TPS | MHI/TPS | OTS | 1 |  | Brgy Mandangoa - Balingasag | Misamis Oriental (N Mindinao) | PHILIPPINES | ASIA | ASIA |  | CAGAYAN ELEC P&L/VIVANT | U | UTIL: INVESTOR OWNED | 1046487 | 1101101 | 1258274
BALINGASAG 2 | BALINGASAG | MINDINAO ENERGY SYSTEMS INC | 55 | CON | 2020 | ST | COAL |  |  | TKII | ACFB | GE |  | GE |  |  |  | SUBCR |  |  |  | ESP | TKII | ACFB | N/A |  |  | MHI/TPS | MHI/TPS | OTS | 1 |  | Brgy Mandangoa - Balingasag | Misamis Oriental (N Mindinao) | PHILIPPINES | ASIA | ASIA |  | CAGAYAN ELEC P&L/VIVANT | U | UTIL: INVESTOR OWNED | 1046487 | 1101101 | 1258275
BALINGASAG 3 | BALINGASAG | MINDINAO ENERGY SYSTEMS INC | 55 | CON | 2020 | ST | COAL |  |  | TKII | ACFB | GE |  | GE |  |  |  | SUBCR |  |  |  | ESP | TKII | ACFB | N/A |  |  | MHI/TPS | MHI/TPS | OTS | 1 |  | Brgy Mandangoa - Balingasag | Misamis Oriental (N Mindinao) | PHILIPPINES | ASIA | ASIA |  | CAGAYAN ELEC P&L/VIVANT | U | UTIL: INVESTOR OWNED | 1046487 | 1101101 | 1258276
BANGUEROHAN 1 | BANGUEROHAN | NORTH NEGROS ENERGY POWER CORP | 150 | DEF |  | ST | COAL |  |  |  | ACFB | [6 empty] | SUBCR | [9 empty] | KEPCO | KEPCO |  | 1 |  | Brgy Banguerohan - Cadiz City | Negros Occidental (W Visayas) | PHILIPPINES | ASIA | ASIA |  | ASIA PACIFIC ENERGY RESOURCES | P | SVCS: PRIVATE POWER-IPP | 1046440 | 1101006 | 1258077
BANGUEROHAN 2 | BANGUEROHAN | NORTH NEGROS ENERGY POWER CORP | 150 | DEF |  | ST | COAL |  |  |  | ACFB | [6 empty] | SUBCR | [9 empty] | KEPCO | KEPCO |  | 1 |  | Brgy Banguerohan - Cadiz City | Negros Occidental (W Visayas) | PHILIPPINES | ASIA | ASIA |  | ASIA PACIFIC ENERGY RESOURCES | P | SVCS: PRIVATE POWER-IPP | 1046440 | 1101006 | 1258078
BAQUIOEN 1 | BAQUIOEN | PHINMA ENERGY CORP | 300 | CAN |  | ST | COAL | BIT | NONE |  | ACFB | [6 empty] | SUBCR | [5 empty] | ACFB | N/A | [5 empty] | 1 |  | Brgy Baquioen - Sual | Pangasinan (Ilocos) | PHILIPPINES | ASIA | ASIA |  | PHINMA GROUP | P | SVCS: PRIVATE POWER-IPP | 1016342 | 1108487 | 1269958
BAQUIOEN 2 | BAQUIOEN | PHINMA ENERGY CORP | 300 | CAN |  | ST | COAL | BIT | NONE |  | ACFB | [6 empty] | SUBCR | [5 empty] | ACFB | N/A | [5 empty] | 1 |  | Brgy Baquioen - Sual | Pangasinan (Ilocos) | PHILIPPINES | ASIA | ASIA |  | PHINMA GROUP | P | SVCS: PRIVATE POWER-IPP | 1016342 | 1108487 | 1269959
BAQUIOEN 3 | BAQUIOEN | PHINMA ENERGY CORP | 300 | CAN |  | ST | COAL | BIT | NONE |  | ACFB | [6 empty] | SUBCR | [5 empty] | ACFB | N/A | [5 empty] | 1 |  | Brgy Baquioen - Sual | Pangasinan (Ilocos) | PHILIPPINES | ASIA | ASIA |  | PHINMA GROUP | P | SVCS: PRIVATE POWER-IPP | 1016342 | 1108487 | 1282812
BAROTAC VIEJO | BAROTAC VIEJO | TEAM ENERGY CORP | 100 | CAN |  | ST | COAL | [10 empty] | SUBCR | [12 empty] | 1 |  | Barotac Viejo | Iloilo (W Visayas) | PHILIPPINES | ASIA | ASIA |  | TOKYO ELECTRIC POWER/MARUBENI | P | SVCS: PRIVATE POWER-IPP | 1001524 | 1062930 | 1193057
BASILAN COAL 1 | BASILAN COAL | SMC GLOBAL POWER HOLDINGS CORP | 58 | CAN |  | ST | COAL |  |  |  | ACFB | [6 empty] | SUBCR | [5 empty] | ACFB | N/A | [5 empty] | 1 |  |  | Basilan (BARMM) | PHILIPPINES | ASIA | ASIA |  | SAN MIGUEL CORP | P | SVCS: PRIVATE POWER-IPP | 1042514 | 1116882 | 1282520
BATANGAS BAY 1 | BATANGAS BAY | MAGELLAN UTILITIES DEV CORP | 300 | PLN |  | ST | COAL |  |  | SHANGHAI |  | SHANGHAI |  | SHANGHAI | [13 empty] | SHANGHAI | SHANGHAI |  | 1 |  | Pinamucan | Batangas (CALABARZON) | PHILIPPINES | ASIA | ASIA |  | MAGELLAN UTILITIES DEV CORP | P | SVCS: PRIVATE POWER-IPP | 1012390 | 1022165 | 1104708
BATANGAS NEW (CALTEX) 1 | BATANGAS NEW (CALTEX) | COGENTRIX ENERGY PWR MGMT LLC | 73 | CAN |  | ST | COAL |  |  | FW |  | GE |  | GE | [13 empty] | S&W |  |  | 1 |  | Pinamucan | Batangas (CALABARZON) | PHILIPPINES | ASIA | ASIA |  | CARLYLE GROUP | P | SVCS: PRIVATE POWER-IPP | 2110 | 1012955 | 1104709
BATANGAS NEW (CALTEX) 2 | BATANGAS NEW (CALTEX) | COGENTRIX ENERGY PWR MGMT LLC | 73 | CAN |  | ST | COAL |  |  | FW |  | GE |  | GE | [13 empty] | S&W |  |  | 1 |  | Pinamucan | Batangas (CALABARZON) | PHILIPPINES | ASIA | ASIA |  | CARLYLE GROUP | P | SVCS: PRIVATE POWER-IPP | 2110 | 1012955 | 1104710
BATANGAS NEW (CALTEX) 3 | BATANGAS NEW (CALTEX) | COGENTRIX ENERGY PWR MGMT LLC | 73 | CAN |  | ST | COAL |  |  | FW |  | GE |  | GE | [13 empty] | S&W |  |  | 1 |  | Pinamucan | Batangas (CALABARZON) | PHILIPPINES | ASIA | ASIA |  | CARLYLE GROUP | P | SVCS: PRIVATE POWER-IPP | 2110 | 1012955 | 1104711
BISLIG COMBINED ENERGY | BISLIG COMBINED ENERGY | COMBINED ENERGY COMPANIES INC | 200 | CAN |  | ST | COAL | [23 empty] | 1 |  | Bislig | Surigao del Norte (Caraga) | PHILIPPINES | ASIA | ASIA |  | BRADLEY RESOURCES | P | SVCS: PRIVATE POWER-IPP | 1008821 | 1012998 | 1106101
CALACA SEMIRARA 1 | CALACA SEMIRARA | SEM-CALACA POWER CORP | 300 | OPR | 1984 | ST | COAL | BIT/SUB | NONE | FW |  | TOSHIBA |  | TOSHIBA |  | 287.1 | 166 | SUBCR | 542 | 542 |  | ESP | ALSTOM | CF | N/A |  |  |  |  | OTS | 1 |  | Calaca | Batangas (CALABARZON) | PHILIPPINES | ASIA | ASIA |  | DMCI HOLDINGS INC | P | SVCS: PRIVATE POWER-IPP | 1038169 | 1023488 | 1108012
CALACA SEMIRARA 2 | CALACA SEMIRARA | SEM-CALACA POWER CORP | 300 | OPR | 1995 | ST | COAL | SUB | OIL | MHI |  | G-A |  | G-A |  | 263.6 | 199 | SUBCR | 540 | 540 |  | ESP |  | CF | N/A |  |  | CECL | MHI | OTS | 1 |  | Calaca | Batangas (CALABARZON) | PHILIPPINES | ASIA | ASIA |  | DMCI HOLDINGS INC | P | SVCS: PRIVATE POWER-IPP | 1038169 | 1023488 | 1108013
CALACA SEMIRARA 3 | CALACA SEMIRARA | SEM-CALACA POWER CORP | 150 | OPR | 2015 | ST | COAL | SUB |  | DONGFANG | ACFB | HARBIN |  | HARBIN |  |  |  | SUBCR | [5 empty] | ACFB | N/A |  |  | HEPSD | HPCC1 | OTS | 1 |  | Calaca | Batangas (CALABARZON) | PHILIPPINES | ASIA | ASIA |  | DMCI HOLDINGS INC | P | SVCS: PRIVATE POWER-IPP | 1038169 | 1023488 | 1228215
CALACA SEMIRARA 4 | CALACA SEMIRARA | SEM-CALACA POWER CORP | 150 | OPR | 2016 | ST | COAL | SUB |  | DONGFANG | ACFB | HARBIN |  | HARBIN |  |  |  | SUBCR | [5 empty] | ACFB | N/A |  |  | HEPSD | HPCC1 | OTS | 1 |  | Calaca | Batangas (CALABARZON) | PHILIPPINES | ASIA | ASIA |  | DMCI HOLDINGS INC | P | SVCS: PRIVATE POWER-IPP | 1038169 | 1023488 | 1235338
CALACA SLTEC 1 | CALACA SLTEC | PHINMA ENERGY CORP | 135 | OPR | 2015 | ST | COAL |  |  | DONGFANG | ACFB | HARBIN |  | HARBIN |  |  |  | SUBCR | [5 empty] | ACFB | N/A |  |  | DMCI | DMCI/HP1 | AIR | 1 |  | Calaca | Batangas (CALABARZON) | PHILIPPINES | ASIA | ASIA |  | PHINMA GROUP | P | SVCS: PRIVATE POWER-IPP | 1016342 | 1086318 | 1233474
CALACA SLTEC 2 | CALACA SLTEC | PHINMA ENERGY CORP | 135 | OPR | 2016 | ST | COAL |  |  | DONGFANG | ACFB | HARBIN |  | HARBIN |  |  |  | SUBCR | [5 empty] | ACFB | N/A |  |  | DMCI | DMCI/HP1 | AIR | 1 |  | Calaca | Batangas (CALABARZON) | PHILIPPINES | ASIA | ASIA |  | PHINMA GROUP | P | SVCS: PRIVATE POWER-IPP | 1016342 | 1086318 | 1249905
CALUMPIT MILL 1R | CALUMPIT MILL | UNITED PULP & PAPER CORP | 24 | OPR | 2006 | ST/S | COAL |  | BIOMASS | FW | ACFB | MITSUI |  |  |  | 36.9 | 85 | SUBCR | 504 |  |  |  |  | ACFB | N/A |  |  | ELECTRO | ELECTRO |  | 1 |  | Calumpit | Bulacan (Central Luzon) | PHILIPPINES | ASIA | ASIA |  | SCG PAPER | A | MFG: PULP & PAPER & FORES | 1029610 | 1060224 | 1189030
CAMARINES COAL 1 | CAMARINES COAL | FDC UTILITIES INC | 20 | PLN |  | ST | COAL |  |  |  | ACFB | [6 empty] | SUBCR | [12 empty] | 1 |  |  | Camarines Sur (Bicol) | PHILIPPINES | ASIA | ASIA |  | FILINVEST DEVELOPMENT CORP | P | SVCS: PRIVATE POWER-IPP | 1040922 | 1099108 | 1254840
CAMARINES COAL 2 | CAMARINES COAL | FDC UTILITIES INC | 20 | PLN |  | ST | COAL |  |  |  | ACFB | [6 empty] | SUBCR | [12 empty] | 1 |  |  | Camarines Sur (Bicol) | PHILIPPINES | ASIA | ASIA |  | FILINVEST DEVELOPMENT CORP | P | SVCS: PRIVATE POWER-IPP | 1040922 | 1099108 | 1280216
CAUAYAN | CAUAYAN | PNOC-EXPLORATION CORP | 100 | DEF |  | ST | COAL | [10 empty] | SUBCR | [12 empty] | 1 |  | Cauayan | Isabela (Cagayan Valley) | PHILIPPINES | ASIA | ASIA |  | PHILIPPINE NATIONAL OIL CO | P | FUELS: COAL | 1042023 | 1089737 | 1239807
CONCEPCION SEMIARA 1 | CONCEPCION SEMIARA | DMCI POWER CORP | 30 | PLN |  | ST | COAL |  |  |  | ACFB | [6 empty] | SUBCR | [5 empty] | ACFB | N/A | [5 empty] | 1 |  | Concepcion | Iloilo (W Visayas) | PHILIPPINES | ASIA | ASIA |  | DMCI HOLDINGS INC | P | SVCS: PRIVATE POWER-IPP | 1030451 | 1061895 | 1191388
CONCEPCION SEMIARA 2 | CONCEPCION SEMIARA | DMCI POWER CORP | 30 | PLN |  | ST | COAL |  |  |  | ACFB | [6 empty] | SUBCR | [5 empty] | ACFB | N/A | [5 empty] | 1 |  | Concepcion | Iloilo (W Visayas) | PHILIPPINES | ASIA | ASIA |  | DMCI HOLDINGS INC | P | SVCS: PRIVATE POWER-IPP | 1030451 | 1061895 | 1191389
CONCEPCION SEMIARA 3 | CONCEPCION SEMIARA | DMCI POWER CORP | 30 | PLN |  | ST | COAL |  |  |  | ACFB | [6 empty] | SUBCR | [5 empty] | ACFB | N/A | [5 empty] | 1 |  | Concepcion | Iloilo (W Visayas) | PHILIPPINES | ASIA | ASIA |  | DMCI HOLDINGS INC | P | SVCS: PRIVATE POWER-IPP | 1030451 | 1061895 | 1222474
CORAL BAY HPAL 1&2 | CORAL BAY HPAL | CORAL BAY NICKEL CO | 22 | OPR | 2005 | ST | COAL | [5 empty] | 11 |  |  |  |  | SUBCR | [12 empty] | 2 |  | Brgy Rio Tuba - Bataraza | Palawan (Mimaropa) | PHILIPPINES | ASIA | ASIA |  | CORAL BAY NICKEL CO | A | MFG: METALS & MINING | 1054014 | 1119997 | 1190402
DANAO COAL | DANAO COAL | FDC UTILITIES INC | 20 | PLN |  | ST | COAL | [10 empty] | SUBCR | [9 empty] | FHI | FHI |  | 1 |  | Danao City | Cebu (C Visayas) | PHILIPPINES | ASIA | ASIA |  | FILINVEST DEVELOPMENT CORP | P | SVCS: PRIVATE POWER-IPP | 1040922 | 1099106 | 1254838
DAVAO GREENFIELD 1 | DAVAO GREENFIELD | SMC GLOBAL POWER HOLDINGS CORP | 150 | OPR | 2016 | ST | COAL |  |  | FHI | ACFB | MHI |  | MELCO |  | 127.8 | 129 | SUBCR | 541 |  |  | ESP |  | ACFB | N/A |  |  | FHI | FHI | OTS | 1 |  | Brgy Culaman - Malita | Davao del Sur (Davao) | PHILIPPINES | ASIA | ASIA |  | SAN MIGUEL CORP | P | SVCS: PRIVATE POWER-IPP | 1042514 | 1101807 | 1259482
DAVAO GREENFIELD 2 | DAVAO GREENFIELD | SMC GLOBAL POWER HOLDINGS CORP | 150 | OPR | 2018 | ST | COAL |  |  | FHI | ACFB | MHI |  | MELCO |  | 127.8 | 129 | SUBCR | 541 |  |  | ESP |  | ACFB | N/A |  |  | FHI | FHI | OTS | 1 |  | Brgy Culaman - Malita | Davao del Sur (Davao) | PHILIPPINES | ASIA | ASIA |  | SAN MIGUEL CORP | P | SVCS: PRIVATE POWER-IPP | 1042514 | 1101807 | 1259483
DAVAO GREENFIELD 3 | DAVAO GREENFIELD | SMC GLOBAL POWER HOLDINGS CORP | 150 | PLN |  | ST | COAL |  |  |  | ACFB | [6 empty] | SUBCR |  |  |  | ESP |  | ACFB | N/A |  |  |  |  | OTS | 1 |  | Brgy Culaman - Malita | Davao del Sur (Davao) | PHILIPPINES | ASIA | ASIA |  | SAN MIGUEL CORP | P | SVCS: PRIVATE POWER-IPP | 1042514 | 1101807 | 1265272
DAVAO GREENFIELD 4 | DAVAO GREENFIELD | SMC GLOBAL POWER HOLDINGS CORP | 150 | PLN |  | ST | COAL |  |  |  | ACFB | [6 empty] | SUBCR |  |  |  | ESP |  | ACFB | N/A |  |  |  |  | OTS | 1 |  | Brgy Culaman - Malita | Davao del Sur (Davao) | PHILIPPINES | ASIA | ASIA |  | SAN MIGUEL CORP | P | SVCS: PRIVATE POWER-IPP | 1042514 | 1101807 | 1265273
DAVAO GREENFIELD 5 | DAVAO GREENFIELD | SMC GLOBAL POWER HOLDINGS CORP | 300 | CAN |  | ST | COAL | [10 empty] | SUBCR |  |  |  | ESP | [7 empty] | OTS | 1 |  | Brgy Culaman - Malita | Davao del Sur (Davao) | PHILIPPINES | ASIA | ASIA |  | SAN MIGUEL CORP | P | SVCS: PRIVATE POWER-IPP | 1042514 | 1101807 | 1265274
DAVAO GREENFIELD 6 | DAVAO GREENFIELD | SMC GLOBAL POWER HOLDINGS CORP | 300 | CAN |  | ST | COAL | [10 empty] | SUBCR |  |  |  | ESP | [7 empty] | OTS | 1 |  | Brgy Culaman - Malita | Davao del Sur (Davao) | PHILIPPINES | ASIA | ASIA |  | SAN MIGUEL CORP | P | SVCS: PRIVATE POWER-IPP | 1042514 | 1101807 | 1265275
FDC MISAMIS 1 | FDC MISAMIS | FDC UTILITIES INC | 135 | OPR | 2016 | ST | COAL | BIT | NONE | SHANGHAI | ACFB | ALSTOM |  | ALSTOM |  |  |  | SUBCR |  |  |  | ESP |  | ACFB | N/A |  |  | NEPCC/EE | NEPCC/EE | OTS | 1 |  | Villanueva | Misamis Oriental (N Mindanao) | PHILIPPINES | ASIA | ASIA |  | FILINVEST DEVELOPMENT CORP | P | SVCS: PRIVATE POWER-IPP | 1040922 | 1099105 | 1254837
FDC MISAMIS 2 | FDC MISAMIS | FDC UTILITIES INC | 135 | OPR | 2016 | ST | COAL | BIT | NONE | SHANGHAI | ACFB | ALSTOM |  | ALSTOM |  |  |  | SUBCR |  |  |  | ESP |  | ACFB | N/A |  |  | NEPCC/EE | NEPCC/EE | OTS | 1 |  | Villanueva | Misamis Oriental (N Mindanao) | PHILIPPINES | ASIA | ASIA |  | FILINVEST DEVELOPMENT CORP | P | SVCS: PRIVATE POWER-IPP | 1040922 | 1099105 | 1256124
FDC MISAMIS 3 | FDC MISAMIS | FDC UTILITIES INC | 135 | OPR | 2016 | ST | COAL | BIT | NONE | SHANGHAI | ACFB | ALSTOM |  | ALSTOM |  |  |  | SUBCR |  |  |  | ESP |  | ACFB | N/A |  |  | NEPCC/EE | NEPCC/EE | OTS | 1 |  | Villanueva | Misamis Oriental (N Mindanao) | PHILIPPINES | ASIA | ASIA |  | FILINVEST DEVELOPMENT CORP | P | SVCS: PRIVATE POWER-IPP | 1040922 | 1099105 | 1256125
GENERAL SANTOS SMEC | GENERAL SANTOS SMEC | SMC GLOBAL POWER HOLDINGS CORP | 300 | PLN |  | ST | COAL | [10 empty] | SUBCR | [9 empty] | FHI/TNM | FHI/TNM |  | 1 |  | Barangay Calumpang - Ozamiz | South Cotabato (SOCCSKSARGEN) | PHILIPPINES | ASIA | ASIA |  | SAN MIGUEL CORP | P | SVCS: PRIVATE POWER-IPP | 1042514 | 1080960 | 1224273
HANJO BAATAN | HANJO BAATAN | HANJO GROUP MANUFACTURING INC | 600 | PLN |  | ST | COAL | [23 empty] | 1 |  |  | Bataan (Central Luzon) | PHILIPPINES | ASIA | ASIA |  | HANJO GROUP MANUFACTURING INC | P | SVCS: PRIVATE POWER-IPP | 1057199 | 1127447 | 1297459
IBABANG 1 | IBABANG | CENTRAL LUZON PREMIERE POWER | 355 | PLN | 2024 | ST | COAL | [10 empty] | SUPERC | [12 empty] | 1 |  | Brgy Ibabang Polo - Pagbilao | Quezon (CALABARZON) | PHILIPPINES | ASIA | ASIA |  | SMC GLOBAL POWER HOLDINGS CORP | P | SVCS: PRIVATE POWER-IPP | 1058905 | 1132357 | 1304181
IBABANG 2 | IBABANG | CENTRAL LUZON PREMIERE POWER | 355 | PLN | 2024 | ST | COAL | [10 empty] | SUPERC | [12 empty] | 1 |  | Brgy Ibabang Polo - Pagbilao | Quezon (CALABARZON) | PHILIPPINES | ASIA | ASIA |  | SMC GLOBAL POWER HOLDINGS CORP | P | SVCS: PRIVATE POWER-IPP | 1058905 | 1132357 | 1304182
IBABANG 3 | IBABANG | CENTRAL LUZON PREMIERE POWER | 355 | PLN | 2026 | ST | COAL | [10 empty] | SUPERC | [12 empty] | 1 |  | Brgy Ibabang Polo - Pagbilao | Quezon (CALABARZON) | PHILIPPINES | ASIA | ASIA |  | SMC GLOBAL POWER HOLDINGS CORP | P | SVCS: PRIVATE POWER-IPP | 1058905 | 1132357 | 1304183
IBABANG 4 | IBABANG | CENTRAL LUZON PREMIERE POWER | 355 | PLN | 2026 | ST | COAL | [10 empty] | SUPERC | [12 empty] | 1 |  | Brgy Ibabang Polo - Pagbilao | Quezon (CALABARZON) | PHILIPPINES | ASIA | ASIA |  | SMC GLOBAL POWER HOLDINGS CORP | P | SVCS: PRIVATE POWER-IPP | 1058905 | 1132357 | 1304184
ILOILO CITY PEDC 1 | ILOILO CITY PEDC | GLOBAL BUSINESS POWER CORP | 82 | OPR | 2010 | ST | COAL |  |  | FHI | ACFB | KAWASAKI |  | TMEIC |  | 68.3 | 125 | SUBCR | 538 |  |  | ESP |  | ACFB | N/A |  |  | FHI | FHI | OTS | 1 |  | Brgy Ingore Lapaz - Iloilo City | Iloilo (W Visayas) | PHILIPPINES | ASIA | ASIA |  | GT CAPITAL HOLDINGS INC | P | SVCS: PRIVATE POWER-IPP | 1033845 | 1084591 | 1204897
ILOILO CITY PEDC 2 | ILOILO CITY PEDC | GLOBAL BUSINESS POWER CORP | 82 | OPR | 2011 | ST | COAL |  |  | FHI | ACFB | KAWASAKI |  | TMEIC |  | 68.3 | 125 | SUBCR | 538 |  |  | ESP |  | ACFB | N/A |  |  | FHI | FHI | OTS | 1 |  | Brgy Ingore Lapaz - Iloilo City | Iloilo (W Visayas) | PHILIPPINES | ASIA | ASIA |  | GT CAPITAL HOLDINGS INC | P | SVCS: PRIVATE POWER-IPP | 1033845 | 1084591 | 1230319
ILOILO CITY PEDC 3 | ILOILO CITY PEDC | GLOBAL BUSINESS POWER CORP | 150 | OPR | 2016 | ST | COAL |  |  | FHI | ACFB | [6 empty] | SUBCR |  |  |  | ESP |  | ACFB | N/A |  |  | FHI | FHI | OTS | 1 |  | Brgy Ingore Lapaz - Iloilo City | Iloilo (W Visayas) | PHILIPPINES | ASIA | ASIA |  | GT CAPITAL HOLDINGS INC | P | SVCS: PRIVATE POWER-IPP | 1033845 | 1084591 | 1254756
ISABELA COAL | ISABELA COAL | ENERGY DEVELOPMENT CORP (EDC) | 50 | PLN |  | ST | COAL | LIG |  |  | ACFB | [6 empty] | SUBCR | [5 empty] | ACFB | N/A | [5 empty] | 1 |  | Cauayan | Isabela (Cagayan Valley) | PHILIPPINES | ASIA | ASIA |  | FIRST GEN CORP | P | SVCS: PRIVATE POWER-IPP | 1005198 | 1053208 | 1178697
JOLO STEAM 1 | JOLO STEAM | SMC GLOBAL POWER HOLDINGS CORP | 58 | CAN |  | ST | COAL |  |  |  | ACFB | [6 empty] | SUBCR | [5 empty] | ACFB | N/A | [5 empty] | 1 |  | Jolo Town | Sulu (ARMM) | PHILIPPINES | ASIA | ASIA |  | SAN MIGUEL CORP | P | SVCS: PRIVATE POWER-IPP | 1042514 | 1116880 | 1282518
JOSE PANGANIBAN 1 | JOSE PANGANIBAN | H&WB ASIA PACIFIC (PTE) CORP | 350 | PLN | 2023 | ST | COAL | [10 empty] | SUPERC | [9 empty] | SEPCO3 | SEPCO3 |  | 1 |  | Brgy Osmena - Jose Panganiban | Camarines Norte (Bicol) | PHILIPPINES | ASIA | ASIA |  | H&WB ASIA PACIFIC (PTE) CORP | P | SVCS: PRIVATE POWER-IPP | 1049032 | 1107660 | 1268475
JOSE PANGANIBAN 2 | JOSE PANGANIBAN | H&WB ASIA PACIFIC (PTE) CORP | 350 | PLN |  | ST | COAL | [10 empty] | SUPERC | [9 empty] | SEPCO3 | SEPCO3 |  | 1 |  | Brgy Osmena - Jose Panganiban | Camarines Norte (Bicol) | PHILIPPINES | ASIA | ASIA |  | H&WB ASIA PACIFIC (PTE) CORP | P | SVCS: PRIVATE POWER-IPP | 1049032 | 1107660 | 1268476
KAWAYAN 1 | KAWAYAN | NATIONAL POWER CORP (NPC) | 150 | DEF |  | ST | COAL | [23 empty] | 1 |  | Kawayan | Isabela (Cagayan Valley) | PHILIPPINES | ASIA | ASIA |  | NATIONAL POWER CORP (NPC) | U | UTIL: GOVT OWNED | 1004643 | 1043986 | 1164804
KAWAYAN 2 | KAWAYAN | NATIONAL POWER CORP (NPC) | 150 | DEF |  | ST | COAL | [23 empty] | 1 |  | Kawayan | Isabela (Cagayan Valley) | PHILIPPINES | ASIA | ASIA |  | NATIONAL POWER CORP (NPC) | U | UTIL: GOVT OWNED | 1004643 | 1043986 | 1164805
KING-KING PROJECT S1 | KING-KING PROJECT | ST AUGUSTINE GOLD & COPPER LTD | 80 | PLN |  | ST | COAL | [10 empty] | SUBCR | [12 empty] | 1 |  | Pantukan | Compostela Valley (Davao) | PHILIPPINES | ASIA | ASIA |  | ST AUGUSTINE GOLD & COPPER LTD | A | MFG: METALS & MINING | 1045806 | 1099781 | 1255930
KING-KING PROJECT S2 | KING-KING PROJECT | ST AUGUSTINE GOLD & COPPER LTD | 80 | PLN |  | ST | COAL | [10 empty] | SUBCR | [12 empty] | 1 |  | Pantukan | Compostela Valley (Davao) | PHILIPPINES | ASIA | ASIA |  | ST AUGUSTINE GOLD & COPPER LTD | A | MFG: METALS & MINING | 1045806 | 1099781 | 1255931
LA UNION LUNA 1 | LA UNION LUNA | GLOBAL BUSINESS POWER CORP | 335 | PLN | 2022 | ST | COAL | [10 empty] | SUPERC | [12 empty] | 1 |  | Brgy Carisquis - Luna | La Union (Ilocos) | PHILIPPINES | ASIA | ASIA |  | GT CAPITAL HOLDINGS INC | P | SVCS: PRIVATE POWER-IPP | 1033845 | 1113074 | 1277129
LA UNION LUNA 2 | LA UNION LUNA | GLOBAL BUSINESS POWER CORP | 335 | PLN | 2022 | ST | COAL | [10 empty] | SUPERC | [12 empty] | 1 |  | Brgy Carisquis - Luna | La Union (Ilocos) | PHILIPPINES | ASIA | ASIA |  | GT CAPITAL HOLDINGS INC | P | SVCS: PRIVATE POWER-IPP | 1033845 | 1113074 | 1277130
LANAO KAUSWAGAN 1 | LANAO KAUSWAGAN | AC ENERGY HOLDINGS INC | 138 | OPR | 2019 | ST | COAL |  |  | SHANGHAI |  | SIEMENS |  | SIEMENS |  |  |  | SUBCR |  |  |  | ESP |  | CF | N/A |  |  | SEPCC | SEPCC | OTS | 1 |  | Brgy Libertad - Kauswagan | Lanao del Norte (N Mindanao) | PHILIPPINES | ASIA | ASIA |  | AYALA CORP | P | SVCS: PRIVATE POWER-IPP | 1045468 | 1098927 | 1254510
LANAO KAUSWAGAN 2 | LANAO KAUSWAGAN | AC ENERGY HOLDINGS INC | 138 | CON | 2020 | ST | COAL |  |  | SHANGHAI |  | SIEMENS |  | SIEMENS |  |  |  | SUBCR |  |  |  | ESP |  | CF | N/A |  |  | SEPCC | SEPCC | OTS | 1 |  | Brgy Libertad - Kauswagan | Lanao del Norte (N Mindanao) | PHILIPPINES | ASIA | ASIA |  | AYALA CORP | P | SVCS: PRIVATE POWER-IPP | 1045468 | 1098927 | 1260710
LANAO KAUSWAGAN 3 | LANAO KAUSWAGAN | AC ENERGY HOLDINGS INC | 138 | CON | 2020 | ST | COAL |  |  | SHANGHAI |  | SIEMENS |  | SIEMENS |  |  |  | SUBCR |  |  |  | ESP |  | CF | N/A |  |  | SEPCC | SEPCC | OTS | 1 |  | Brgy Libertad - Kauswagan | Lanao del Norte (N Mindanao) | PHILIPPINES | ASIA | ASIA |  | AYALA CORP | P | SVCS: PRIVATE POWER-IPP | 1045468 | 1098927 | 1260711
LANAO KAUSWAGAN 4 | LANAO KAUSWAGAN | AC ENERGY HOLDINGS INC | 138 | CON | 2020 | ST | COAL |  |  | SHANGHAI |  | SIEMENS |  | SIEMENS |  |  |  | SUBCR |  |  |  | ESP |  | CF | N/A |  |  | SEPCC | SEPCC | OTS | 1 |  | Brgy Libertad - Kauswagan | Lanao del Norte (N Mindanao) | PHILIPPINES | ASIA | ASIA |  | AYALA CORP | P | SVCS: PRIVATE POWER-IPP | 1045468 | 1098927 | 1260712
LIMAY GREENFIELD 1 | LIMAY GREENFIELD | SMC GLOBAL POWER HOLDINGS CORP | 150 | OPR | 2017 | ST | COAL |  |  | FHI | ACFB | MHI |  | MELCO |  | 127.8 | 129 | SUBCR | 541 |  |  | ESP |  | ACFB | N/A |  |  | FHI | FHI | OTS | 1 |  | Brgy Lamao - Limay Bataan | Bataan (Central Luzon) | PHILIPPINES | ASIA | ASIA |  | SAN MIGUEL CORP | P | SVCS: PRIVATE POWER-IPP | 1042514 | 1101806 | 1259480
LIMAY GREENFIELD 2 | LIMAY GREENFIELD | SMC GLOBAL POWER HOLDINGS CORP | 150 | OPR | 2017 | ST | COAL |  |  | FHI | ACFB | MHI |  | MELCO |  | 127.8 | 129 | SUBCR | 541 |  |  | ESP |  | ACFB | N/A |  |  | FHI | FHI | OTS | 1 |  | Brgy Lamao - Limay Bataan | Bataan (Central Luzon) | PHILIPPINES | ASIA | ASIA |  | SAN MIGUEL CORP | P | SVCS: PRIVATE POWER-IPP | 1042514 | 1101806 | 1259481
LIMAY GREENFIELD 3 | LIMAY GREENFIELD | SMC GLOBAL POWER HOLDINGS CORP | 150 | OPR | 2018 | ST | COAL |  |  | FHI | ACFB | MHPS |  | MHPS |  | 127.8 | 129 | SUBCR | 541 |  |  | ESP |  | ACFB | N/A |  |  | FHI | FHI | OTS | 1 |  | Brgy Lamao - Limay Bataan | Bataan (Central Luzon) | PHILIPPINES | ASIA | ASIA |  | SAN MIGUEL CORP | P | SVCS: PRIVATE POWER-IPP | 1042514 | 1101806 | 1265268
LIMAY GREENFIELD 4 | LIMAY GREENFIELD | SMC GLOBAL POWER HOLDINGS CORP | 150 | OPR | 2019 | ST | COAL |  |  | FHI | ACFB | MHPS |  | MHPS |  | 127.8 | 129 | SUBCR | 541 |  |  | ESP |  | ACFB | N/A |  |  | FHI | FHI | OTS | 1 |  | Brgy Lamao - Limay Bataan | Bataan (Central Luzon) | PHILIPPINES | ASIA | ASIA |  | SAN MIGUEL CORP | P | SVCS: PRIVATE POWER-IPP | 1042514 | 1101806 | 1265269
LIMAY GREENFIELD 5 | LIMAY GREENFIELD | SMC GLOBAL POWER HOLDINGS CORP | 150 | CAN |  | ST | COAL |  |  |  | ACFB | [6 empty] | SUBCR |  |  |  | ESP |  | ACFB | N/A |  |  |  |  | OTS | 1 |  | Brgy Lamao - Limay Bataan | Bataan (Central Luzon) | PHILIPPINES | ASIA | ASIA |  | SAN MIGUEL CORP | P | SVCS: PRIVATE POWER-IPP | 1042514 | 1101806 | 1265270
LIMAY GREENFIELD 6 | LIMAY GREENFIELD | SMC GLOBAL POWER HOLDINGS CORP | 150 | CAN |  | ST | COAL |  |  |  | ACFB | [6 empty] | SUBCR |  |  |  | ESP |  | ACFB | N/A |  |  |  |  | OTS | 1 |  | Brgy Lamao - Limay Bataan | Bataan (Central Luzon) | PHILIPPINES | ASIA | ASIA |  | SAN MIGUEL CORP | P | SVCS: PRIVATE POWER-IPP | 1042514 | 1101806 | 1265271
LUDO POWER | LUDO POWER | LUDO POWER CORP | 300 | DEF |  | ST | COAL | [10 empty] | SUBCR | [12 empty] | 1 |  | Brgy Sawang Calero - Cebu City | Cebu (C Visayas) | PHILIPPINES | ASIA | ASIA |  | LUDO POWER CORP | P | SVCS: PRIVATE POWER-IPP | 1052938 | 1117114 | 1282931
LUMBOG | LUMBOG | PNOC-EXPLORATION CORP | 100 | DEF |  | ST | COAL | [10 empty] | SUBCR | [12 empty] | 1 |  | Imelda | Zamboanga Sibugay (Zamboanga) | PHILIPPINES | ASIA | ASIA |  | PHILIPPINE NATIONAL OIL CO | P | FUELS: COAL | 1042023 | 1089736 | 1239806
MABALACAT ANDA | MABALACAT ANDA | ANDA POWER CORP | 82 | CAN |  | ST | COAL |  |  |  | ACFB | [6 empty] | SUBCR | [5 empty] | ACFB | N/A | [5 empty] | 1 |  | Brgy Bundagul - Mabalacat City | Pampanga (C Luzon) | PHILIPPINES | ASIA | ASIA |  | ANDA POWER CORP | P | SVCS: PRIVATE POWER-IPP | 1046631 | 1101369 | 1258698
MABALACAT MILL 1 | MABALACAT MILL | ASIA PACIFIC ENERGY (APEC) | 52 | OPR | 2006 | ST/S | COAL |  |  | FW | ACFB | KAWASAKI | [5 empty] | SUBCR |  |  |  | ESP |  | ACFB | N/A |  |  | FHI | FHI |  | 1 |  | Mabalacat | Pampanga (C Luzon) | PHILIPPINES | ASIA | ASIA |  | FORMOSA HEAVY INDUSTRIES CORP | P | SVCS: PRIVATE POWER-IPP | 1025264 | 1050938 | 1175286
MABALACAT MILL 2 | MABALACAT MILL | ASIA PACIFIC ENERGY (APEC) | 52 | PLN |  | ST/S | COAL | [10 empty] | SUBCR | [9 empty] | FHI | FHI |  | 1 |  | Mabalacat | Pampanga (C Luzon) | PHILIPPINES | ASIA | ASIA |  | FORMOSA HEAVY INDUSTRIES CORP | P | SVCS: PRIVATE POWER-IPP | 1025264 | 1050938 | 1179587
MACO POWER | MACO POWER | FDC UTILITIES INC | 20 | CAN |  | ST | COAL |  | BIOMASS | [8 empty] | SUBCR | [12 empty] | 1 |  | Maco - Tagum City | Davao del Norte (Davao) | PHILIPPINES | ASIA | ASIA |  | FILINVEST DEVELOPMENT CORP | P | SVCS: PRIVATE POWER-IPP | 1040922 | 1099107 | 1254839
MANILA NORTH | MANILA NORTH | MANILA ELECTRIC CO (MERALCO) | 600 | PLN |  | ST | COAL | [10 empty] | SUBCR | [12 empty] | 1 |  |  | Metro Manila (NCR) | PHILIPPINES | ASIA | ASIA |  | MANILA ELECTRIC CO | U | UTIL: INVESTOR OWNED | 1004153 | 1086893 | 1234519
MARIVELES COAL 1 | MARIVELES COAL | ABOITIZ POWER CORP | 300 | OPR | 2014 | ST | COAL |  |  | HARBIN |  | HARBIN |  | HARBIN |  |  |  | SUBCR |  |  |  | ESP |  | CF | N/A |  |  | CNEEC | CNEEC | OTS | 1 |  | Bgy Alasasin | Bataan (Central Luzon) | PHILIPPINES | ASIA | ASIA |  | ABOITIZ GROUP | U | UTIL: INVESTOR OWNED | 1020436 | 1054104 | 1199161
MARIVELES COAL 2 | MARIVELES COAL | ABOITIZ POWER CORP | 300 | OPR | 2014 | ST | COAL |  |  | HARBIN |  | HARBIN |  | HARBIN |  |  |  | SUBCR |  |  |  | ESP |  | CF | N/A |  |  | CNEEC | CNEEC | OTS | 1 |  | Bgy Alasasin | Bataan (Central Luzon) | PHILIPPINES | ASIA | ASIA |  | ABOITIZ GROUP | U | UTIL: INVESTOR OWNED | 1020436 | 1054104 | 1199162
MARIVELES DINGININ 1 | MARIVELES DINGININ | ABOITIZ POWER CORP | 668 | CON | 2020 | ST | COAL |  |  | HARBIN |  | HARBIN |  | HARBIN |  |  |  | SUPERC |  |  |  | ESP |  | CF | N/A |  |  | CNEEC | CNEEC | OTS | 1 |  | Bgy Alasasin | Bataan (Central Luzon) | PHILIPPINES | ASIA | ASIA |  | ABOITIZ GROUP | U | UTIL: INVESTOR OWNED | 1020436 | 1116707 | 1274624
MARIVELES DINGININ 2 | MARIVELES DINGININ | ABOITIZ POWER CORP | 668 | CON | 2021 | ST | COAL |  |  | HARBIN |  | HARBIN |  | HARBIN |  |  |  | SUPERC |  |  |  | ESP |  | CF | N/A |  |  | CNEEC | CNEEC | OTS | 1 |  | Bgy Alasasin | Bataan (Central Luzon) | PHILIPPINES | ASIA | ASIA |  | ABOITIZ GROUP | U | UTIL: INVESTOR OWNED | 1020436 | 1116707 | 1279846
MASBATE COAL 1 | MASBATE COAL | DMCI POWER CORP | 15 | OPR | 2019 | ST | COAL |  | BIOMASS |  | ACFB | [6 empty] | SUBCR | [5 empty] | ACFB | N/A |  |  | NEPC1/2 | NEPC1/2 |  | 1 |  | Brgy Tugbo - Mobo | Masbate (Bicol) | PHILIPPINES | ASIA | ASIA |  | DMCI HOLDINGS INC | P | SVCS: PRIVATE POWER-IPP | 1030451 | 1128443 | 1298932
MASINLOC 1 | MASINLOC | SMC GLOBAL POWER HOLDINGS CORP | 330 | OPR | 1998 | ST | COAL | BIT | NONE | MHI |  | MHI |  | MELCO |  | 297.2 | 169 | SUBCR | 538 | 538 |  | ESP | MHI | CF | N/A |  |  | S&W/CECL | M/T/E | OTS | 1 |  | Brgy Bani - Masinloc City | Zambales (C Luzon) | PHILIPPINES | ASIA | ASIA |  | SAN MIGUEL CORP | P | SVCS: PRIVATE POWER-IPP | 1042514 | 1023529 | 1131812
MASINLOC 2 | MASINLOC | SMC GLOBAL POWER HOLDINGS CORP | 330 | OPR | 1999 | ST | COAL | BIT | NONE | MHI |  | MHI |  | MELCO |  | 297.2 | 169 | SUBCR | 538 | 538 |  | ESP | MHI | CF | N/A |  |  | S&W/CECL | M/T/E | OTS | 1 |  | Brgy Bani - Masinloc City | Zambales (C Luzon) | PHILIPPINES | ASIA | ASIA |  | SAN MIGUEL CORP | P | SVCS: PRIVATE POWER-IPP | 1042514 | 1023529 | 1131813
MASINLOC 3 | MASINLOC | SMC GLOBAL POWER HOLDINGS CORP | 335 | CON | 2020 | ST | COAL | BIT | NONE | BW | [7 empty] | SUPERC |  |  |  | ESP |  | SWFGD |  |  |  | POSCO | POS/VENT | OTS | 1 |  | Brgy Bani - Masinloc City | Zambales (C Luzon) | PHILIPPINES | ASIA | ASIA |  | SAN MIGUEL CORP | P | SVCS: PRIVATE POWER-IPP | 1042514 | 1023529 | 1204938
MASINLOC 4 | MASINLOC | SMC GLOBAL POWER HOLDINGS CORP | 335 | DEF |  | ST | COAL | BIT | NONE | [8 empty] | SUPERC | [9 empty] | POSCO | POSCO | OTS | 1 |  | Brgy Bani - Masinloc City | Zambales (C Luzon) | PHILIPPINES | ASIA | ASIA |  | SAN MIGUEL CORP | P | SVCS: PRIVATE POWER-IPP | 1042514 | 1023529 | 1237419
MINDANAO STEAG 1 | MINDANAO STEAG | STEAG STATE POWER INC | 116 | OPR | 2006 | ST | COAL | BIT | NONE | KAWASAKI |  | TOSHIBA |  | TOSHIBA |  | 100 | 139 | SUBCR | 542 | 542 |  | BH |  | WL |  | LNB |  | KAW/CECL | KAW/EEI | OTS | 1 |  | Balacanas Villanueva | Misamis Oriental (N Mindanao) | PHILIPPINES | ASIA | ASIA |  | STEAG GMBH | P | SVCS: PRIVATE POWER-IPP | 1033203 | 1051729 | 1176530
MINDANAO STEAG 2 | MINDANAO STEAG | STEAG STATE POWER INC | 116 | OPR | 2006 | ST | COAL | BIT | NONE | KAWASAKI |  | TOSHIBA |  | TOSHIBA |  | 100 | 139 | SUBCR | 542 | 542 |  | BH |  | WL |  | LNB |  | KAW/CECL | KAW/EEI | OTS | 1 |  | Balacanas Villanueva | Misamis Oriental (N Mindanao) | PHILIPPINES | ASIA | ASIA |  | STEAG GMBH | P | SVCS: PRIVATE POWER-IPP | 1033203 | 1051729 | 1180871
MINDANAO STEAG 3 | MINDANAO STEAG | STEAG STATE POWER INC | 150 | DEF |  | ST | COAL | BIT | NONE |  | ACFB | [6 empty] | SUBCR | [5 empty] | ACFB | N/A |  |  |  |  | OTS | 1 |  | Balacanas Villanueva | Misamis Oriental (N Mindanao) | PHILIPPINES | ASIA | ASIA |  | STEAG GMBH | P | SVCS: PRIVATE POWER-IPP | 1033203 | 1051729 | 1227532
NAGA CITY-1 NO 1 | NAGA CITY-1 | ABOITIZ POWER CORP | 50 | OPR | 1981 | ST | COAL | LIG | NONE | STEIN | [5 empty] | 55.4 | 93 | SUBCR | 540 | [10 empty] | OTS | 1 |  | Barrio Colon (Naga) | Cebu (C Visayas) | PHILIPPINES | ASIA | ASIA |  | ABOITIZ GROUP | U | UTIL: INVESTOR OWNED | 1020436 | 1023531 | 1134758
NAGA CITY-1 NO 2 | NAGA CITY-1 | ABOITIZ POWER CORP | 55 | OPR | 1986 | ST | COAL | LIG | OIL | BIRO |  | SGP |  | ELIN |  | 55.4 | 110 | SUBCR | 540 | [8 empty] | BIRO | BIRO | OTS | 1 |  | Barrio Colon (Naga) | Cebu (C Visayas) | PHILIPPINES | ASIA | ASIA |  | ABOITIZ GROUP | U | UTIL: INVESTOR OWNED | 1020436 | 1023531 | 1134759
NAGA CITY-2 NO 1 | NAGA CITY-2 | ABOITIZ POWER CORP | 103 | OPR | 2010 | ST | COAL |  |  | DOOSAN | ACFB | DOOSAN |  | DOOSAN |  |  |  | SUBCR | [5 empty] | ACFB | N/A |  |  | DOOSAN | DOOSAN | OTS | 1 |  | Barrio Colon (Naga) | Cebu (C Visayas) | PHILIPPINES | ASIA | ASIA |  | ABOITIZ GROUP | U | UTIL: INVESTOR OWNED | 1020436 | 1060695 | 1189892
NAGA CITY-2 NO 2 | NAGA CITY-2 | ABOITIZ POWER CORP | 103 | OPR | 2011 | ST | COAL |  |  | DOOSAN | ACFB | DOOSAN |  | DOOSAN |  |  |  | SUBCR | [5 empty] | ACFB | N/A |  |  | DOOSAN | DOOSAN | OTS | 1 |  | Barrio Colon (Naga) | Cebu (C Visayas) | PHILIPPINES | ASIA | ASIA |  | ABOITIZ GROUP | U | UTIL: INVESTOR OWNED | 1020436 | 1060695 | 1192973
NAGA CITY-3 NO 1 | NAGA CITY-3 | SPC POWER CORP | 150 | DEF |  | ST | COAL | [10 empty] | SUBCR | [11 empty] | OTS | 1 |  | Barrio Colon (Naga) | Cebu (C Visayas) | PHILIPPINES | ASIA | ASIA |  | SALCON GROUP/KOREA ELEC POWER | P | SVCS: PRIVATE POWER-IPP | 1042539 | 1105000 | 1264359
NAGA CITY-3 NO 2 | NAGA CITY-3 | SPC POWER CORP | 150 | DEF |  | ST | COAL | [10 empty] | SUBCR | [11 empty] | OTS | 1 |  | Barrio Colon (Naga) | Cebu (C Visayas) | PHILIPPINES | ASIA | ASIA |  | SALCON GROUP/KOREA ELEC POWER | P | SVCS: PRIVATE POWER-IPP | 1042539 | 1105000 | 1264360
NARRA DMCI S1 | NARRA DMCI | DMCI POWER CORP | 15 | PLN | 2023 | ST | COAL |  | BIOMASS |  | ACFB | [6 empty] | SUBCR | [5 empty] | ACFB | N/A | [5 empty] | 1 |  | Brgy Bato-Bato - Narra | Palawan (Mimaropa) | PHILIPPINES | ASIA | ASIA |  | DMCI HOLDINGS INC | P | SVCS: PRIVATE POWER-IPP | 1030451 | 1094809 | 1247902
NARRA DMCI S2 | NARRA DMCI | DMCI POWER CORP | 15 | CAN |  | ST | COAL |  |  |  | ACFB | [6 empty] | SUBCR | [12 empty] | 1 |  | Brgy Bato-Bato - Narra | Palawan (Mimaropa) | PHILIPPINES | ASIA | ASIA |  | DMCI HOLDINGS INC | P | SVCS: PRIVATE POWER-IPP | 1030451 | 1094809 | 1252398
PAGBILAO 1 | PAGBILAO | TEAM ENERGY CORP | 367.5 | OPR | 1996 | ST | COAL | SUB | NONE | MHI |  | MHI | TC2F | WH | 24KV | 347.3 | 166 | SUBCR | 538 | 538 |  | ESP | ABB | CF | N/A |  |  | B&V | SLIPFORM | OTS | 1 |  | Pagbilao | Quezon (CALABARZON) | PHILIPPINES | ASIA | ASIA | 54302 | TOKYO ELECTRIC POWER/MARUBENI | P | SVCS: PRIVATE POWER-IPP | 1001524 | 1013255 | 1138443
PAGBILAO 2 | PAGBILAO | TEAM ENERGY CORP | 367.5 | OPR | 1996 | ST | COAL | SUB | NONE | MHI |  | MHI | TC2F | WH | 24KV | 347.3 | 166 | SUBCR | 538 | 538 |  | ESP | ABB | CF | N/A |  |  | B&V | SLIPFORM | OTS | 1 |  | Pagbilao | Quezon (CALABARZON) | PHILIPPINES | ASIA | ASIA | 54302 | TOKYO ELECTRIC POWER/MARUBENI | P | SVCS: PRIVATE POWER-IPP | 1001524 | 1013255 | 1138444
PAGBILAO 3 | PAGBILAO | TEAM ENERGY CORP | 420 | OPR | 2018 | ST | COAL | SUB | NONE | MHPS |  | MHPS |  | MHPS |  |  |  | SUBCR |  |  |  | ESP |  | FGD | MHPS |  |  | MARUBENI | DAELIM | OTS | 1 |  | Pagbilao | Quezon (CALABARZON) | PHILIPPINES | ASIA | ASIA | 54302 | TOKYO ELECTRIC POWER/MARUBENI | P | SVCS: PRIVATE POWER-IPP | 1001524 | 1013255 | 1191049
PALAWAN SINAR MAS 1 | PALAWAN SINAR MAS | PT SINAR MAS | 200 | CAN |  | ST/S | COAL |  |  | CWPC | ACFB | [6 empty] | SUBCR | [5 empty] | ACFB | N/A | [5 empty] | 1 |  |  | Palawan (Mimaropa) | PHILIPPINES | ASIA | ASIA |  | PT SINAR MAS | A | MFG: PULP & PAPER & FORES | 1040183 | 1085092 | 1231270
PALAWAN SINAR MAS 2 | PALAWAN SINAR MAS | PT SINAR MAS | 200 | CAN |  | ST/S | COAL |  |  | CWPC | ACFB | [6 empty] | SUBCR | [5 empty] | ACFB | N/A | [5 empty] | 1 |  |  | Palawan (Mimaropa) | PHILIPPINES | ASIA | ASIA |  | PT SINAR MAS | A | MFG: PULP & PAPER & FORES | 1040183 | 1085092 | 1231271
PALM CONCEPCION 1 | PALM CONCEPCION | PALM THERMAL POWER CORP | 135 | OPR | 2016 | ST | COAL | SUB | NONE | WUXI | ACFB | ALSTOM |  | ALSTOM | 13.8KV | 116.7 | 126 | SUBCR | 538 | 538 |  | ESP |  | ACFB | N/A |  |  | NLSC | NLSC | OTS | 1 |  | Brgy Nipz - Concepcion | Iloilo (W Visayas) | PHILIPPINES | ASIA | ASIA | 5013 | AYALA CORP/A BROWN/JIM NAVITAS | P | SVCS: PRIVATE POWER-IPP | 1043684 | 1093924 | 1246649
PALM CONCEPCION 2 | PALM CONCEPCION | PALM THERMAL POWER CORP | 135 | CON | 2022 | ST | COAL | SUB | NONE | WUXI | ACFB | ALSTOM |  | ALSTOM | 13.8KV | 116.7 | 126 | SUBCR | 538 | 538 |  | ESP |  | ACFB | N/A |  |  | NLSC | NLSC | OTS | 1 |  | Brgy Nipz - Concepcion | Iloilo (W Visayas) | PHILIPPINES | ASIA | ASIA | 5013 | AYALA CORP/A BROWN/JIM NAVITAS | P | SVCS: PRIVATE POWER-IPP | 1043684 | 1093924 | 1246650
PANAY COAL 1 | PANAY COAL | KEPCO PHILIPPINES CORP | 50 | PLN |  | ST | COAL |  |  |  | ACFB | [6 empty] | SUBCR | [5 empty] | ACFB | N/A | [5 empty] | 1 |  | Barotac Viejo | Iloilo (W Visayas) | PHILIPPINES | ASIA | ASIA |  | KOREA ELECTRIC POWER CORP | P | SVCS: PRIVATE POWER-IPP | 1027974 | 1041789 | 1162340
PANAY COAL 2 | PANAY COAL | KEPCO PHILIPPINES CORP | 50 | PLN |  | ST | COAL |  |  |  | ACFB | [6 empty] | SUBCR | [5 empty] | ACFB | N/A | [5 empty] | 1 |  | Barotac Viejo | Iloilo (W Visayas) | PHILIPPINES | ASIA | ASIA |  | KOREA ELECTRIC POWER CORP | P | SVCS: PRIVATE POWER-IPP | 1027974 | 1041789 | 1184792
PANIAN MINE 1 | PANIAN MINE | SEMIRARA MINING CORP | 7.5 | OPR | 1981 | ST/S | COAL | LIG | NONE | BIRO |  | SGP |  | ELIN |  | 9.1 | 56 | SUBCR | 453 | [8 empty] | BIRO | BIRO |  | 1 |  | Semirara Island | Cebu (C Visayas) | PHILIPPINES | ASIA | ASIA |  | DCMI HOLDINGS | A | FUELS: COAL | 1014911 | 1028435 | 1146744
PANIAN MINE 2 | PANIAN MINE | SEMIRARA MINING CORP | 7.5 | OPR | 1981 | ST/S | COAL | LIG | NONE | BIRO |  | SGP |  | ELIN |  | 9.1 | 56 | SUBCR | 453 | [8 empty] | BIRO | BIRO |  | 1 |  | Semirara Island | Cebu (C Visayas) | PHILIPPINES | ASIA | ASIA |  | DCMI HOLDINGS | A | FUELS: COAL | 1014911 | 1028435 | 1146745
PASAR ISABEL COPPER EXT | PASAR ISABEL COPPER | PHIL ASSOC SMELT & REF (PASAR) | 200 | DEF |  | ST/S | COAL | [10 empty] | SUBCR | [12 empty] | 1 |  | Isabel | Leyte (E Visayas) | PHILIPPINES | ASIA | ASIA |  | PHIL ASSOC SMELT & REF (PASAR) | A | MFG: METALS & MINING | 1013712 | 1025307 | 1176779
PULUPANDAN | PULUPANDAN | CENTRAL NEGOS POWER CORP | 50 | PLN |  | ST | COAL | LIG/BIT | NONE |  | ACFB | [6 empty] | SUBCR | [5 empty] | ACFB | N/A | [5 empty] | 1 |  | Pulupandan | Negros Occidental (W Visayas) | PHILIPPINES | ASIA | ASIA |  | CENTRAL NEGOS POWER CORP | P | SVCS: PRIVATE POWER-IPP | 1025377 | 1044599 | 1166000
QUEZON 1 | QUEZON | QUEZON POWER (PHILIPPINES) CO | 511 | OPR | 2000 | ST | COAL | SUB | NONE | FW |  | GE |  | GE |  | 416.7 |  | SUBCR |  |  |  | CSE |  | SEMIDRY |  | LNB | FW | BECHTEL | BECHTEL | OTS | 1 |  | Mauban | Quezon (CALABARZON) | PHILIPPINES | ASIA | ASIA | 4330 | EGCO GROUP | P | SVCS: PRIVATE POWER-IPP | 1025263 | 1024714 | 1142060
QUEZON S BUENAVENTURA 1 | QUEZON S BUENAVENTURA | SAN BUENAVENTURA POWER LTD | 500 | OPR | 2019 | ST | COAL | SUB | NONE | MHPS |  | MHPS |  | MHPS |  |  |  | SUPERC |  |  |  | ESP |  | SWFGD |  |  |  | DAELIM | DAELIM | OTS | 1 |  | Mauban | Quezon (CALABARZON) | PHILIPPINES | ASIA | ASIA |  | MERALCO/EGCO | P | SVCS: PRIVATE POWER-IPP | 1057177 | 1111192 | 1210231
REDONDO PENINSULA 1 | REDONDO PENINSULA | REDONDO PENINSULA ENERGY INC | 300 | DEF |  | ST | COAL |  |  |  | ACFB | [6 empty] | SUPERC | [11 empty] | OTS | 1 |  | Subic - Olonganpo | Zambales (C Luzon) | PHILIPPINES | ASIA | ASIA |  | MANILA ELEC/ABOITIZ/TAIWAN COG | P | SVCS: PRIVATE POWER-IPP | 1034514 | 1033467 | 1150149
REDONDO PENINSULA 2 | REDONDO PENINSULA | REDONDO PENINSULA ENERGY INC | 300 | DEF |  | ST | COAL |  |  |  | ACFB | [6 empty] | SUPERC | [11 empty] | OTS | 1 |  | Subic - Olonganpo | Zambales (C Luzon) | PHILIPPINES | ASIA | ASIA |  | MANILA ELEC/ABOITIZ/TAIWAN COG | P | SVCS: PRIVATE POWER-IPP | 1034514 | 1033467 | 1296876
SAN RAMON ZAMBOANGA | SAN RAMON ZAMBOANGA | CONAL HOLDINGS CO | 105 | PLN | 2022 | ST | COAL |  |  |  | ACFB | [6 empty] | SUBCR | [5 empty] | ACFB | N/A | [5 empty] | 1 |  | San Ramon - Brgy Talisayan | Zamboanga City (Zamboanga) | PHILIPPINES | ASIA | ASIA |  | ALCANTARA POWER/EGCO | P | SVCS: PRIVATE POWER-IPP | 1035501 | 1086445 | 1233791
SM200 NO 1 | SM200 | SARANGANI ENERGY CORP | 105 | OPR | 2016 | ST | COAL | SUB |  | FW | ACFB | FUJI |  | FUJI |  |  |  | SUBCR |  |  |  | ESP |  | ACFB | N/A |  |  | DAELIM | DAELIM | MDT | 1 |  | Brgy Kamanga - Massim | Sarangani (SOCCSKSARGEN) | PHILIPPINES | ASIA | ASIA |  | ALCANTARA POWER /TOYOTA TSUSHO | P | SVCS: PRIVATE POWER-IPP | 1044454 | 1073456 | 1211215
SM200 NO 2 | SM200 | SARANGANI ENERGY CORP | 105 | OPR | 2019 | ST | COAL | SUB |  | FW | ACFB | FUJI |  | FUJI |  |  |  | SUBCR |  |  |  | ESP |  | ACFB | N/A |  |  | JGC | DMCI | MDT | 1 |  | Brgy Kamanga - Massim | Sarangani (SOCCSKSARGEN) | PHILIPPINES | ASIA | ASIA |  | ALCANTARA POWER /TOYOTA TSUSHO | P | SVCS: PRIVATE POWER-IPP | 1044454 | 1073456 | 1219266
ST RAFAEL POWER 1 | ST RAFAEL POWER | ST RAFAEL POWER GEN CORP | 350 | PLN | 2022 | ST | COAL | SUB |  |  | ACFB | [6 empty] | SUBCR | [5 empty] | ACFB | N/A | [5 empty] | 1 |  | Calaca | Batangas (CALABARZON) | PHILIPPINES | ASIA | ASIA |  | SEMIRARA MINING/MERALCO | P | SVCS: PRIVATE POWER-IPP | 1053595 | 1119008 | 1235339
ST RAFAEL POWER 2 | ST RAFAEL POWER | ST RAFAEL POWER GEN CORP | 350 | PLN | 2022 | ST | COAL | SUB |  |  | ACFB | [6 empty] | SUBCR | [5 empty] | ACFB | N/A | [5 empty] | 1 |  | Calaca | Batangas (CALABARZON) | PHILIPPINES | ASIA | ASIA |  | SEMIRARA MINING/MERALCO | P | SVCS: PRIVATE POWER-IPP | 1053595 | 1119008 | 1235340
SUAL 1 | SUAL | TEAM ENERGY CORP | 647 | OPR | 1999 | ST | COAL | BIT | NONE | STEIN |  | G-A |  | G-A | 22KV | 501.5 | 182 | SUBCR | 541 | 541 |  | CSE | ABB | WLST | ABB | LNB | STEIN | ALST/ARP | S/A/E | OTS | 1 |  | Brgy Pangascasan - Sual | Pangasinan (Ilocos) | PHILIPPINES | ASIA | ASIA | 2403 | TOKYO ELECTRIC POWER/MARUBENI | P | SVCS: PRIVATE POWER-IPP | 1001524 | 1013257 | 1150132
SUAL 2 | SUAL | TEAM ENERGY CORP | 647 | OPR | 1999 | ST | COAL | BIT | NONE | STEIN |  | G-A |  | G-A | 22KV | 501.5 | 182 | SUBCR | 541 | 541 |  | CSE | ABB | WLST | ABB | LNB | STEIN | ALST/ARP | S/A/E | OTS | 1 |  | Brgy Pangascasan - Sual | Pangasinan (Ilocos) | PHILIPPINES | ASIA | ASIA | 2403 | TOKYO ELECTRIC POWER/MARUBENI | P | SVCS: PRIVATE POWER-IPP | 1001524 | 1013257 | 1150133
SUAL 3 | SUAL | TEAM ENERGY CORP | 300 | CAN |  | ST | COAL | BIT | NONE | [8 empty] | SUBCR | [9 empty] | FHI/TNM | FHI/TNM | OTS | 1 |  | Brgy Pangascasan - Sual | Pangasinan (Ilocos) | PHILIPPINES | ASIA | ASIA | 2403 | TOKYO ELECTRIC POWER/MARUBENI | P | SVCS: PRIVATE POWER-IPP | 1001524 | 1013257 | 1230383
SUAL KEPCO 1 | SUAL KEPCO | KEPCO PHILIPPINES CORP | 1000 | PLN | 2023 | ST | COAL | BIT | NONE | [8 empty] | ULTRSC | [12 empty] | 1 |  | Sual | Pangasinan (Ilocos) | PHILIPPINES | ASIA | ASIA |  | KOREA ELECTRIC POWER CORP | P | SVCS: PRIVATE POWER-IPP | 1027974 | 1122444 | 1290715
SUBIC FREEPORT-2 | SUBIC FREEPORT-2 | KEPCO PHILIPPINES CORP | 200 | PLN |  | ST | COAL | [10 empty] | SUBCR | [12 empty] | 1 |  | Subic - Olonganpo | Zambales (C Luzon) | PHILIPPINES | ASIA | ASIA |  | KOREA ELECTRIC POWER CORP | P | SVCS: PRIVATE POWER-IPP | 1027974 | 1089363 | 1239132
SULTAN KUDARAT | SULTAN KUDARAT | SULTAN ENERGY PHILIPPINES CORP | 200 | PLN |  | ST | COAL | [10 empty] | SUBCR | [12 empty] | 1 |  |  | Sultan Kudarat (SOCCSKSARGEN) | PHILIPPINES | ASIA | ASIA |  | SULTAN ENERGY PHILIPPINES CORP | P | SVCS: PRIVATE POWER-IPP | 1032578 | 1066905 | 1198754
TAGALOAN COAL | TAGALOAN COAL | NATIONAL POWER CORP (NPC) | 68 | CAN |  | ST | COAL | [23 empty] | 1 |  | Tagaloan City | Misamis Oriental (N Mindanao) | PHILIPPINES | ASIA | ASIA |  | NATIONAL POWER CORP (NPC) | U | UTIL: GOVT OWNED | 1004643 | 1041790 | 1162341
TAGKAWAYAN ORION PACIFIC | TAGKAWAYAN ORION PACIFIC | ORION PACIFIC PRIME ENERGY INC | 1200 | PLN | 2024 | ST | COAL | [23 empty] | 1 |  | Brgy Awasan - Tagkawayan | Quezon (CALABARZON) | PHILIPPINES | ASIA | ASIA |  | ORION PACIFIC PRIME ENERGY INC | P | SVCS: PRIVATE POWER-IPP | 1054750 | 1122019 | 1290085
TAWI-TAWI COAL 1 | TAWI-TAWI COAL | SMC GLOBAL POWER HOLDINGS CORP | 58 | CAN |  | ST | COAL |  |  |  | ACFB | [6 empty] | SUBCR | [5 empty] | ACFB | N/A | [5 empty] | 1 |  |  | Tawi-Tawi (ARMM) | PHILIPPINES | ASIA | ASIA |  | SAN MIGUEL CORP | P | SVCS: PRIVATE POWER-IPP | 1042514 | 1116881 | 1282519
THERMA SOUTH 1 | THERMA SOUTH | ABOITIZ POWER CORP | 150 | OPR | 2015 | ST | COAL | SUB |  | FHI | ACFB | FUJI |  | FUJI |  | 144.4 | 129 | SUBCR | 541 |  |  | ESP |  | ACFB | N/A |  |  | B&V | BVL/TRUE | OTS | 1 |  | Brgy Inawayan - Sta Cruz | Davao del Sur (Davao) | PHILIPPINES | ASIA | ASIA |  | ABOITIZ GROUP | U | UTIL: INVESTOR OWNED | 1020436 | 1085707 | 1259478
THERMA SOUTH 2 | THERMA SOUTH | ABOITIZ POWER CORP | 150 | OPR | 2016 | ST | COAL | SUB |  | FHI | ACFB | FUJI |  | FUJI |  | 144.4 | 129 | SUBCR | 541 |  |  | ESP |  | ACFB | N/A |  |  | B&V | BVL/TRUE | OTS | 1 |  | Brgy Inawayan - Sta Cruz | Davao del Sur (Davao) | PHILIPPINES | ASIA | ASIA |  | ABOITIZ GROUP | U | UTIL: INVESTOR OWNED | 1020436 | 1085707 | 1234859
THERMA SOUTH 3 | THERMA SOUTH | ABOITIZ POWER CORP | 150 | DEL |  | ST | COAL | SUB |  |  | ACFB | [6 empty] | SUBCR |  |  |  | ESP |  | ACFB | N/A |  |  |  |  | OTS | 1 |  | Brgy Inawayan - Sta Cruz | Davao del Sur (Davao) | PHILIPPINES | ASIA | ASIA |  | ABOITIZ GROUP | U | UTIL: INVESTOR OWNED | 1020436 | 1085707 | 1232352
THERMA SOUTH 4 | THERMA SOUTH | ABOITIZ POWER CORP | 150 | DEL |  | ST | COAL | SUB |  |  | ACFB | [6 empty] | SUBCR |  |  |  | ESP |  | ACFB | N/A |  |  |  |  | OTS | 1 |  | Brgy Inawayan - Sta Cruz | Davao del Sur (Davao) | PHILIPPINES | ASIA | ASIA |  | ABOITIZ GROUP | U | UTIL: INVESTOR OWNED | 1020436 | 1085707 | 1259479
THERMA VISAYAS 1 | THERMA VISAYAS | ABOITIZ POWER CORP | 170 | OPR | 2019 | ST | COAL | SUB |  | FW | ACFB | GE |  | GE |  |  |  | SUBCR |  |  |  | ESP |  | ACFB | N/A |  |  | HYUNDAI | HYUN/GAL | OTS | 1 |  | Brgy Bato - Toledo City | Cebu (C Visayas) | PHILIPPINES | ASIA | ASIA |  | ABOITIZ GROUP | U | UTIL: INVESTOR OWNED | 1020436 | 1102111 | 1259995
THERMA VISAYAS 2 | THERMA VISAYAS | ABOITIZ POWER CORP | 170 | OPR | 2019 | ST | COAL | SUB |  | FW | ACFB | GE |  | GE |  |  |  | SUBCR |  |  |  | ESP |  | ACFB | N/A |  |  | HYUNDAI | HYUN/GAL | OTS | 1 |  | Brgy Bato - Toledo City | Cebu (C Visayas) | PHILIPPINES | ASIA | ASIA |  | ABOITIZ GROUP | U | UTIL: INVESTOR OWNED | 1020436 | 1102111 | 1259996
TOLEDO SANGI 1 | TOLEDO SANGI | GLOBAL BUSINESS POWER CORP | 7.5 | OPR | 1963 | ST/S | COAL | LIG | OIL |  |  | MHI | SCEXBP |  |  |  | 41 | SUBCR | 440 |  |  | ESP |  | CF | N/A |  |  | ATLAS-PH | ATLAS-PH | OTS | 1 |  | Brgy Daanlungsod - Toledo City | Cebu (C Visayas) | PHILIPPINES | ASIA | ASIA | 6038 | GT CAPITAL HOLDINGS INC | P | SVCS: PRIVATE POWER-IPP | 1033845 | 1031810 | 1145639
TOLEDO SANGI 2 | TOLEDO SANGI | GLOBAL BUSINESS POWER CORP | 7.5 | OPR | 1963 | ST/S | COAL | LIG | OIL |  |  | MHI | SCEXBP |  |  |  | 41 | SUBCR | 440 |  |  | ESP |  | CF | N/A |  |  | ATLAS-PH | ATLAS-PH | OTS | 1 |  | Brgy Daanlungsod - Toledo City | Cebu (C Visayas) | PHILIPPINES | ASIA | ASIA | 6038 | GT CAPITAL HOLDINGS INC | P | SVCS: PRIVATE POWER-IPP | 1033845 | 1031810 | 1145640
TOLEDO SANGI 3 | TOLEDO SANGI | GLOBAL BUSINESS POWER CORP | 26.25 | OPR | 1971 | ST | COAL | LIG | OIL |  |  | MHI | SC |  |  |  | 59 | SUBCR | 480 |  |  | ESP |  | CF | N/A |  |  | ATLAS-PH | ATLAS-PH | OTS | 1 |  | Brgy Daanlungsod - Toledo City | Cebu (C Visayas) | PHILIPPINES | ASIA | ASIA | 6038 | GT CAPITAL HOLDINGS INC | P | SVCS: PRIVATE POWER-IPP | 1033845 | 1031810 | 1145641
TOLEDO SANGI 4 | TOLEDO SANGI | GLOBAL BUSINESS POWER CORP | 52 | OPR | 1983 | ST | COAL | LIG | OIL | BW |  | GE |  | GE |  |  |  | SUBCR |  |  |  | ESP |  | CF | N/A |  |  | ATLAS-PH | ATLAS-PH | OTS | 1 |  | Brgy Daanlungsod - Toledo City | Cebu (C Visayas) | PHILIPPINES | ASIA | ASIA | 6038 | GT CAPITAL HOLDINGS INC | P | SVCS: PRIVATE POWER-IPP | 1033845 | 1031810 | 1145638
TOLEDO SANGI 5 | TOLEDO SANGI | GLOBAL BUSINESS POWER CORP | 82 | OPR | 2010 | ST | COAL | LIG |  | FHI | ACFB | KAWASAKI |  | TMEIC |  | 83.3 | 125 | SUBCR | 538 |  |  | ESP |  | ACFB | N/A |  |  | FHI | FHI | OTS | 1 |  | Brgy Daanlungsod - Toledo City | Cebu (C Visayas) | PHILIPPINES | ASIA | ASIA | 6038 | GT CAPITAL HOLDINGS INC | P | SVCS: PRIVATE POWER-IPP | 1033845 | 1031810 | 1190118
TOLEDO SANGI 6 | TOLEDO SANGI | GLOBAL BUSINESS POWER CORP | 82 | OPR | 2010 | ST | COAL | LIG |  | FHI | ACFB | KAWASAKI |  | TMEIC |  | 83.3 | 125 | SUBCR | 538 |  |  | ESP |  | ACFB | N/A |  |  | FHI | FHI | OTS | 1 |  | Brgy Daanlungsod - Toledo City | Cebu (C Visayas) | PHILIPPINES | ASIA | ASIA | 6038 | GT CAPITAL HOLDINGS INC | P | SVCS: PRIVATE POWER-IPP | 1033845 | 1031810 | 1207930
TOLEDO SANGI 7 | TOLEDO SANGI | GLOBAL BUSINESS POWER CORP | 82 | OPR | 2010 | ST | COAL | LIG |  | FHI | ACFB | KAWASAKI |  | TMEIC |  | 83.3 | 125 | SUBCR | 538 |  |  | ESP |  | ACFB | N/A |  |  | FHI | FHI | OTS | 1 |  | Brgy Daanlungsod - Toledo City | Cebu (C Visayas) | PHILIPPINES | ASIA | ASIA | 6038 | GT CAPITAL HOLDINGS INC | P | SVCS: PRIVATE POWER-IPP | 1033845 | 1031810 | 1207931
TOLEDO SANGI 8 | TOLEDO SANGI | GLOBAL BUSINESS POWER CORP | 82 | OPR | 2014 | ST | COAL | LIG |  | FHI | ACFB | [6 empty] | SUBCR |  |  |  | ESP |  | ACFB | N/A |  |  | FHI | FHI | OTS | 1 |  | Brgy Daanlungsod - Toledo City | Cebu (C Visayas) | PHILIPPINES | ASIA | ASIA | 6038 | GT CAPITAL HOLDINGS INC | P | SVCS: PRIVATE POWER-IPP | 1033845 | 1031810 | 1244206

## check
| DOE 2019 | operating GWh found | MW eqv missing GWh | Pland w/ no GWh
Luzon | 40508 | 30011.07 | 906 | 5
Visayas | 7962 | 3406 | 135 | 1
Mindanao | 9420 | 3233 | 1557 | 5
TOTAL | 57890 | 36650.07
IEA energy balances
|  |  | PRODUCT | Coal and coal products | Electricity
UNIT | COUNTRY | TIME | FLOW
TJ | Philippines | 2011 | Main activity producer electricity plants | -259956 | 249033.6
|  |  | Autoproducer electricity plants | 0 | 0
|  | 2018 | Main activity producer electricity plants | -623662 | 357092.5
|  |  | Autoproducer electricity plants | 0 | 0
Plant-specific data from the Greenpeace-Harvard project
|  | Limit |  |  | Unit | [8 empty] | Normalized to mg/Nm3 @6% O2, 25oC, SO2 only
Health Project ID | Plant name | SO2 | NOx | PM | SO2 | NOx | PM | O2 | Air factor | oC | Capacity | Thermal efficiency | SO2 limit type | SO2 | NOx | PM10 | Particle control technique, fill blanks | Source
Platts-OPR-1060695 | NAGA CITY-2 | 200 | 200 | 40 | ppm | ppm | mg/Nm3 | 7% | 1.07 | 25 |  |  | SOx | 609 | 440 | 45 | ESP | http://www.kepcophilippines.com/
Platts-OPR-1023529 | MASINLOC | 176 | 343 | 54 | ppm | ppm | mg/Nm3 | 7% | 1.07 | 25 |  |  | SOx | 536 | 755 | 38 | ESP | http://www.oecd.org/countries/philippines/35249746.pdf
Platts-OPR-1023488 | CALACA SEMIRARA | 1500 | 750 | 100 | mg/Nm3 | mg/Nm3 | mg/Nm3 | 7% | 1.07 | 25 |  |  | SOx | 1599 | 804 | 72 | ESP | http://www2.adb.org/Documents/Environment/PHI/41958/41958-PHI-SIEE.pdf
Platts-OPR-1024714 | QUEZON | 159 | 192 |  | ppm | ppm | mg/Nm3 | 7% | 1.07 | 25 |  |  | SOx | 485 | 421 | - | ESP | http://www.egco.com/_admin/uploadfiles/csr_social_report/csrreport_file_en_39.pdf
Platts-OPR-1013257 | SUAL | 1182 | 560 | 24 | mg/Nm3 | mg/Nm3 | mg/Nm3 | 7% | 1.07 | 25 |  |  | SO2 only | 1267 | 600 | 25 | ESP | http://www.teamenergy.ph/img/BOOK%202-GRI%20Standard%20Disclosures.pdf
Platts-OPR-1013255 | PAGBILAO | 938 | 502 | 30 | mg/Nm3 | mg/Nm3 | mg/Nm3 | 7% | 1.07 | 25 |  |  | SO2 only | 1005 | 538 | 32 | ESP | http://www.teamenergy.ph/img/BOOK%202-GRI%20Standard%20Disclosures.pdf
Emissions standards from the Greenpeace-Harvard project
[8 empty] | Unit | [6 empty] | Normalized to mg/Nm3 @6% O2, 25oC, SO2 only
Country | Group | Fuel | Commissioning, up to | Size, upto | SO2 | NOx | PM | SO2 | NOx | PM | O2 | Air factor | oC | SO2 limit type | SO2 | NOx | PM | Source
Philippines | existing | coal | 2000 | 9999 | 1500 | 1500 | 200 | mg/Nm3 | mg/Nm3 | mg/Nm3 | 7% | 1.07 | 25 | SOx as SO3 | 849 | 1607 | 214 | http://www.scribd.com/document_downloads/direct/37142912?extension=pdf&ft=1376046398&lt=1376050008&user_id=35800113&uahk=g7ESkO1aUmne/oeigug5FuBbgcM
Philippines | new, 2000 onwards | coal | 9999 | 9999 | 700 | 1000 | 200 | mg/Nm3 | mg/Nm3 | mg/Nm3 | 7% | 1.07 | 25 | SOx as SO3 | 594 | 1071 | 214 | http://www.scribd.com/document_downloads/direct/37142912?extension=pdf&ft=1376046398&lt=1376050008&user_id=35800113&uahk=g7ESkO1aUmne/oeigug5FuBbgcM
Philippines | new, Urban and Industial area | coal | 9999 | 9999 | 700 | 1000 | 150 | mg/Nm3 | mg/Nm3 | mg/Nm3 | 7% | 1.07 | 25 | SOx as SO3 | 594 | 1071 | 161 | http://www.scribd.com/document_downloads/direct/37142912?extension=pdf&ft=1376046398&lt=1376050008&user_id=35800113&uahk=g7ESkO1aUmne/oeigug5FuBbgcM

## Kalimantan WoCQI
USGS WoCQI data
Parameter | Average of Kalimantan samples
LAB2 TOTAL MOISTURE IN % | 17
LAB2 ASH YIELD IN % ON AS-RECEIVED BASIS | 7.4
LAB2 VOLATILE MATTER IN % ON AS-RECEIVED BASIS | 36.9
LAB2 FIXED CARBON IN % ON AS-RECEIVED BASIS | 38.6
LAB2 HYDROGEN IN % ON AS-RECEIVED BASIS | 4.3
LAB2 CARBON IN % ON AS-RECEIVED BASIS | 56.5
LAB2 NITROGEN IN % ON AS-RECEIVED BASIS | 1.1
LAB2 SULFUR IN % ON AS-RECEIVED BASIS | 0.7
LAB2 OXYGEN IN % ON AS-RECEIVED BASIS | 12.9
LAB2 HIGHER CALORIFIC VALUE IN Btu PER lb ON AS-RECEIVED BASIS | 10011.3
HIGHER CALORIFIC VALUE IN MJ PER kg ON AS-RECEIVED BASIS | 23.3
LAB2 SULFATE SULFUR IN % ON AS-RECEIVED BASIS | 0.1
LAB2 PYRITIC SULFUR IN % ON AS-RECEIVED BASIS | 0.1
LAB1 As IN PPM ON DRY, WHOLE-COAL BASIS | 3.2
LAB1 B IN PPM ON DRY, WHOLE-COAL BASIS | 141.1
LAB1 Ba IN PPM ON DRY, WHOLE-COAL BASIS | 81.2
LAB1 Be IN PPM ON DRY, WHOLE-COAL BASIS | 0.5
LAB1 Bi IN PPM ON DRY, WHOLE-COAL BASIS | 0.1
LAB1 Cd IN PPM ON DRY, WHOLE-COAL BASIS | 0
LAB1 Cl IN PPM ON DRY, WHOLE-COAL BASIS | NA
LAB1 Co IN PPM ON DRY, WHOLE-COAL BASIS | 3.7
LAB1 Cr IN PPM ON DRY, WHOLE-COAL BASIS | 7.5
LAB1 Cs IN PPM ON DRY, WHOLE-COAL BASIS | 0.3
LAB1 Cu IN PPM ON DRY, WHOLE-COAL BASIS | 5.1
LAB1 Ga IN PPM ON DRY, WHOLE-COAL BASIS | 3.2
LAB1 Ge IN PPM ON DRY, WHOLE-COAL BASIS | 0.9
LAB1 Hg IN PPM ON DRY, WHOLE-COAL BASIS | 0.1
LAB1 Li IN PPM ON DRY, WHOLE-COAL BASIS | 12.2
LAB1 Mn IN PPM ON DRY, WHOLE-COAL BASIS | 52.2
LAB1 Mo IN PPM ON DRY, WHOLE-COAL BASIS | 0.6
LAB1 Nb IN PPM ON DRY, WHOLE-COAL BASIS | 1.5
LAB1 Ni IN PPM ON DRY, WHOLE-COAL BASIS | 8.9
LAB1 Pb IN PPM ON DRY, WHOLE-COAL BASIS | 1.3
LAB1 Rb IN PPM ON DRY, WHOLE-COAL BASIS | 3.2
LAB1 Sb IN PPM ON DRY, WHOLE-COAL BASIS | 0.1
LAB1 Sc IN PPM ON DRY, WHOLE-COAL BASIS | 3.1
LAB1 Se IN PPM ON DRY, WHOLE-COAL BASIS | 0.6
LAB1 Sn IN PPM ON DRY, WHOLE-COAL BASIS | 0.8
LAB1 Sr IN PPM ON DRY, WHOLE-COAL BASIS | 73.9
LAB1 Te IN PPM ON DRY, WHOLE-COAL BASIS | 0
LAB1 Th IN PPM ON DRY, WHOLE-COAL BASIS | 1.4
LAB1 Tl IN PPM ON DRY, WHOLE-COAL BASIS | 0.2
LAB1 U IN PPM ON DRY, WHOLE-COAL BASIS | 0.5
LAB1 V IN PPM ON DRY, WHOLE-COAL BASIS | 19.5
LAB1 Y IN PPM ON DRY, WHOLE-COAL BASIS | 6.6
LAB1 Zn IN PPM ON DRY, WHOLE-COAL BASIS | 8.7
LAB1 Zr IN PPM ON DRY, WHOLE-COAL BASIS | 43.1
Calculated properties
Flue gas volume, Nm3/kg | 7.9
MJ/kg, LHV | 21.9
Flue gas volume, Nm3/GJ | 360
tCO2/MJ | 94.4
Hg, ppm | 0.103
SO2 in untreated flue, mg/Nm3 | 1824
PM in untreated flue, mg/Nm3 | 4717